## Peanut
| reference | method | target(s) | specificity: number of items tested (cross-reacts with) | quantitative response shown (read-out) | matrix | LOD (mg peanut.kg-1) | LOD (mg peanut protein.kg-1) | LoD (other units reported by source) | largest serving size [g], in which reference dose is detectable | comments
ELISA
p of c | Jayasena (2015) | Veratox (Neogen) | paper indicates primarily Ara h 3 | not reported | yes (NIST peanut SRM) | peanut butter | 40 | 10 |  | 5
p of c | Jayasena (2015) | Biokits (Neogen) | paper indicates primarily Ara h 3 | not reported | yes (NIST peanut SRM) | peanut butter | 40 | 10 |  | 5
p of c | Jayasena (2015) | AgraQuant (Romer Laboratories) | paper indicates primarily Ara h 3 | not reported | yes (NIST peanut SRM) | peanut butter | 40 | 10 |  | 5
p of c | Jayasena (2015) | RidaScreen (R-Biopharm) | paper indicates primarily Ara h 3 | not reported | yes (NIST peanut SRM) | peanut butter | 40 | 10 |  | 5
p of c | Jayasena (2015) | Moringa (Crystal Chem) | paper indicates primarily Ara h 2 and Ara h 6 | not reported | yes (NIST peanut SRM) | peanut butter | 40 | 10 |  | 5
p of c | Jayasena (2015) | Peanut Residue (ELISA Systems) | paper indicates primarily Ara h 1 and Ara h 3 | not reported | yes (NIST peanut SRM) | peanut butter | 40 | 10 |  | 5
p of c | Poms (2005) | Biokits (Neogen) | Ara h 1 | not reported | yes (peanut) | dark chocolate | 2.5 | 0.625 |  | 250
p of c | Poms (2005) | Biokits (Neogen) | Ara h 1 | not reported | yes (peanut) | biscuit | 2 | 0.5 |  | 250
p of c | Poms (2005) | Peanut residue kit (ELISA Systems) | Ara h 2 | not reported | yes (peanut) | dark chocolate | 2.5 | 0.625 |  | 250
p of c | Poms (2005) | Peanut residue kit (ELISA Systems) | Ara h 2 | not reported | yes (peanut) | biscuit | 2 | 0.5 |  | 250
p of c | Poms (2005) | PROLISA (Pro-Lab Diagnostics) | total soluble peanut protein | not reported | yes (peanut) | dark chocolate | 2.5 | 0.625 |  | 250
p of c | Poms (2005) | PROLISA (Pro-Lab Diagnostics) | total soluble peanut protein | not reported | yes (peanut) | biscuit | 2 | 0.5 |  | 250
p of c | Poms (2005) | RidaScreen (R-Biopharm) | total soluble peanut protein | not reported | yes (peanut) | dark chocolate | 2.5 | 0.625 |  | 250
p of c | Poms (2005) | RidaScreen (R-Biopharm) | total soluble peanut protein | not reported | yes (peanut) | biscuit | 2 | 0.5 |  | 250
p of c | Poms (2005) | Veratox (Neogen) | total soluble peanut protein | not reported | yes (peanut) | dark chocolate | 2.5 | 0.625 |  | 250
p of c | Poms (2005) | Veratox (Neogen) | total soluble peanut protein | not reported | yes (peanut) | biscuit | 2 | 0.5 |  | 250
p of c | Park (2005) | Veratox (Neogen) | not reported | ≥30 | yes (peanut) | breakfast cereals | 5 | 1.25 |  | 50
p of c | Park (2005) | Veratox (Neogen) | not reported | ≥30 | yes (peanut) | cookies | 5 | 1.25 |  | 50
p of c | Park (2005) | Veratox (Neogen) | not reported | ≥30 | yes (peanut) | vanilla ice cream | 5 | 1.25 |  | 50
p of c | Park (2005) | Veratox (Neogen) | not reported | ≥30 | yes (peanut) | milk chocolate | 5 | 1.25 |  | 50
p of c | Park (2005) | Bio-kits (ELISA Technologies) | not reported | ≥30 | yes (peanut) | breakfast cereals | 5 | 1.25 |  | 50
p of c | Park (2005) | Bio-kits (ELISA Technologies) | not reported | ≥30 | yes (peanut) | cookies | 5 | 1.25 |  | 50
p of c | Park (2005) | Bio-kits (ELISA Technologies) | not reported | ≥30 | yes (peanut) | vanilla ice cream | 5 | 1.25 |  | 50
p of c | Park (2005) | Bio-kits (ELISA Technologies) | not reported | ≥30 | yes (peanut) | milk chocolate | 5 | 1.25 |  | 50
p of c | Park (2005) | RidaScreen (R-Biopharm) | not reported | ≥30 | yes (peanut) | breakfast cereals | 5 | 1.25 |  | 50
p of c | Park (2005) | RidaScreen (R-Biopharm) | not reported | ≥30 | yes (peanut) | cookies | 5 | 1.25 |  | 50
p of c | Park (2005) | RidaScreen (R-Biopharm) | not reported | ≥30 | yes (peanut) | vanilla ice cream | 5 | 1.25 |  | 50
p of c | Park (2005) | RidaScreen (R-Biopharm) | not reported | ≥30 | yes (peanut) | milk chocolate | 5 | 1.25 |  | 50
p of c | Koch (2003) | PROLISA (Pro-Lab Diagnostics) | not reported | not reported | yes (peanut) | cookie | 500 | 125 |  |  | not sensitive enough
p of c | Koch (2003) | RidaScreen (R-Biopharm) | not reported | not reported | yes (peanut) | cookie | 500 | 125 |  |  | not sensitive enough
p of c | Koch (2003) | Veratox (Neogen) | not reported | not reported | yes (peanut) | cookie | 500 | 125 |  |  | not sensitive enough
p of c | Pomes (2003) | Indoor Biotechnologies | Ara h 1 | ≥20 | yes (Ara h 1) | cookie, pancake |  |  | 30ng of Ara h 1 per ml of extracted sample
p of c | Whitaker (2005) | Bio-kits (ELISA Technologies) | not reported | not reported | yes (peanut and peanut protein) | milk chocolate | 10 | 5 |  | 50 | the peanut used was defatted peanut flour
p of c | Whitaker (2005) | Bio-kits (ELISA Technologies) | not reported | not reported | yes (peanut and peanut protein) | ice cream | 10 | 5 |  | 50 | the peanut used was defatted peanut flour
p of c | Whitaker (2005) | Bio-kits (ELISA Technologies) | not reported | not reported | yes (peanut and peanut protein) | cookies | 10 | 5 |  | 50 | the peanut used was defatted peanut flour
p of c | Whitaker (2005) | Bio-kits (ELISA Technologies) | not reported | not reported | yes (peanut and peanut protein) | breakfast cereals | 10 | 5 |  | 50 | the peanut used was defatted peanut flour
p of c | Whitaker (2005) | Veratox (Neogen) | not reported | not reported | yes (peanut and peanut protein) | milk chocolate | 10 | 5 |  | 50 | the peanut used was defatted peanut flour
p of c | Whitaker (2005) | Veratox (Neogen) | not reported | not reported | yes (peanut and peanut protein) | ice cream | 10 | 5 |  | 50 | the peanut used was defatted peanut flour
p of c | Whitaker (2005) | Veratox (Neogen) | not reported | not reported | yes (peanut and peanut protein) | cookies | 10 | 5 |  | 50 | the peanut used was defatted peanut flour
p of c | Whitaker (2005) | Veratox (Neogen) | not reported | not reported | yes (peanut and peanut protein) | breakfast cereals | 10 | 5 |  | 50 | the peanut used was defatted peanut flour
p of c | Whitaker (2005) | PROLISA (Pro-Lab Diagnostics) | not reported | not reported | yes (peanut and peanut protein) | milk chocolate | 10 | 5 |  | 50 | the peanut used was defatted peanut flour
p of c | Whitaker (2005) | PROLISA (Pro-Lab Diagnostics) | not reported | not reported | yes (peanut and peanut protein) | ice cream | 10 | 5 |  | 50 | the peanut used was defatted peanut flour
p of c | Whitaker (2005) | PROLISA (Pro-Lab Diagnostics) | not reported | not reported | yes (peanut and peanut protein) | cookies | 10 | 5 |  | 50 | the peanut used was defatted peanut flour
p of c | Whitaker (2005) | PROLISA (Pro-Lab Diagnostics) | not reported | not reported | yes (peanut and peanut protein) | breakfast cereals | 10 | 5 |  | 50 | the peanut used was defatted peanut flour
p of c | Whitaker (2005) | RidaScreen (R-Biopharm) | not reported | not reported | yes (peanut and peanut protein) | milk chocolate | 10 | 5 |  | 50 | the peanut used was defatted peanut flour
p of c | Whitaker (2005) | RidaScreen (R-Biopharm) | not reported | not reported | yes (peanut and peanut protein) | ice cream | 10 | 5 |  | 50 | the peanut used was defatted peanut flour
p of c | Whitaker (2005) | RidaScreen (R-Biopharm) | not reported | not reported | yes (peanut and peanut protein) | cookies | 10 | 5 |  | 50 | the peanut used was defatted peanut flour
p of c | Whitaker (2005) | RidaScreen (R-Biopharm) | not reported | not reported | yes (peanut and peanut protein) | breakfast cereals | 10 | 5 |  | 50 | the peanut used was defatted peanut flour
p of c | Keck-Gassenmeier (1999) | Peanut Protein Test kit (Cortecs) | Con-A | not reported | yes (peanut protein) | peanut butter spiked chocolate | 8 | 2 |  | 50
p | Kiening (2005) | S-ELISA | anti peanut | ≥20 | yes (peanut) | cookies | 0.2 | 0.05 |  | 500
p | Kiening (2005) | S-ELISA | anti peanut | ≥20 | yes (peanut) | dark chocolate | 0.2 | 0.05 |  | 500
p | Kiening (2005) | S-ELISA | anti peanut | ≥20 | yes (peanut) | milk chocolate | 0.8 | 0.2 |  | 500
p | Kiening (2005) | S-ELISA | anti peanut | ≥20 | yes (peanut) | vanilla ice cream | 0.4 | 0.1 |  | 500
p | Kiening (2005) | S-ELISA | anti peanut | ≥20 | yes (peanut) | breakfast cereals | 0.4 | 0.1 |  | 500
p of c | Parker (2015) | ELISA Systems Peanut | Ara h 1 and Ara h 2 | not reported | yes (peanut) | cereal bar | 5000 | 1250 |  |  | not sensitive enough
p of c | Parker (2015) | ELISA Systems Peanut | Ara h 1 and Ara h 2 | not reported | yes (peanut) | muffin | 5000 | 1250 |  |  | not sensitive enough
p of c | Parker (2015) | Morinaga Peanut | peanut protein | not reported | yes (peanut) | cereal bar | 5000 | 1250 |  |  | not sensitive enough
p of c | Parker (2015) | Morinaga Peanut | peanut protein | not reported | yes (peanut) | muffin | 5000 | 1250 |  |  | not sensitive enough
p of c | Parker (2015) | Neogen Biokits | Ara h 1 | not reported | yes (peanut) | cereal bar | 5000 | 1250 |  |  | not sensitive enough
p of c | Parker (2015) | Neogen Biokits | Ara h 1 | not reported | yes (peanut) | muffin | 5000 | 1250 |  |  | not sensitive enough
p of c | Parker (2015) | Neogen Veratox | peanut protein | not reported | yes (peanut) | cereal bar | 5000 | 1250 |  |  | not sensitive enough
p of c | Parker (2015) | Neogen Veratox | peanut protein | not reported | yes (peanut) | muffin | 5000 | 1250 |  |  | not sensitive enough
p of c | Parker (2015) | R-Biopharm RidaScreen FAST | peanut protein | not reported | yes (peanut) | cereal bar | 5000 | 1250 |  |  | not sensitive enough
p of c | Parker (2015) | R-Biopharm RidaScreen FAST | peanut protein | not reported | yes (peanut) | muffin | 5000 | 1250 |  |  | not sensitive enough
p of c | Khuda (2012) | RidaScreen FAST peanut (R-Biopharm) | peanut proteins including Ara h 1 | not reported | yes (peanut protein) | cookie dough | 10 | 2.5 |  | 50
p of c | Khuda (2012) | RidaScreen FAST peanut (R-Biopharm) | peanut proteins including Ara h 1 | not reported | yes (peanut protein) | baked cookie |  |  |  |  | recovery at 2.5ppm less than 20%
p of c | Khuda (2012) | Veratox (Neogen) | peanut protein | not reported | yes (peanut protein) | cookie dough | 10 | 2.5 |  | 50
p of c | Khuda (2012) | Veratox (Neogen) | peanut protein | not reported | yes (peanut protein) | baked cookie |  |  |  |  | recovery at 2.5ppm less than 20%
p of c | Khuda (2012) | Moringa (Crystal Chem) | peanut protein | not reported | yes (peanut protein) | cookie dough | 10 | 2.5 |  | 50
p of c | Khuda (2012) | Moringa (Crystal Chem) | peanut protein | not reported | yes (peanut protein) | baked cookie |  |  |  |  | recovery at 2.5ppm less than 20%
p of c | Khuda (2012) | Tepnal Biokits (Neogen) | peanut protein Ara h 1 | not reported | yes (peanut protein) | cookie dough | 10 | 2.5 |  | 50
p of c | Khuda (2012) | Tepnal Biokits (Neogen) | peanut protein Ara h 1 | not reported | yes (peanut protein) | baked cookie |  |  |  |  | recovery at 2.5ppm less than 20%
p of c | Khuda (2012) | ELISA systems (BioMerieux) | Ara h 1, Ara h 2, and other major peanut proteins | not reported | yes (peanut protein) | cookie dough | 10 | 2.5 |  | 50
p of c | Khuda (2012) | ELISA systems (BioMerieux) | Ara h 1, Ara h 2, and other major peanut proteins | not reported | yes (peanut protein) | baked cookie |  |  |  |  | recovery at 2.5ppm less than 20%
p | Iqbal (2013) | C-ELISA | peanut protein | not reported | yes (peanut protein) | not reported | 40 | 10 |  | 5
p | Stephan (2004) | S-ELISA | peanut | ≥20 | yes (peanut protein) | semi sweet chocolate | 10 | 2.5 |  | 50
p | Stephan (2004) | S-ELISA | peanut | ≥20 | yes (peanut protein) | whole milk chocolate | 10 | 2.5 |  | 50
p | Holzhauser (1999) | C-ELISA | peanut protein including Ara h 1 | ≥30 | yes (peanut protein) | whole milk chocolate | 8 | 2 |  | 50
p | Holzhauser (1999) | C-ELISA | peanut protein including Ara h 1 | ≥30 | yes (peanut protein) | rice cracker | 8 | 2 |  | 50
p | Holzhauser (1999) | C-ELISA | peanut protein including Ara h 1 | ≥30 | yes (peanut protein) | hazelnut chocolate candy | 8 | 2 |  | 50
p | Ben Rejeb (2005) | C-ELISA | peanut | ≥20 | yes (peanut) | milk chocolate | 1 | 0.25 |  | 500
p | Ben Rejeb (2005) | C-ELISA | peanut | ≥20 | yes (peanut) | dark chocolate | 1 | 0.25 |  | 500
c | Veratox for peanut allergen (Neogen) | not provided on website | not provided on website | not provided on website | Not provided on website | cookies | 2.5 | 0.625 |  | 250
c | Veratox for peanut allergen (Neogen) | not provided on website | not provided on website | not provided on website | Not provided on website | crackers | 2.5 | 0.625 |  | 250
c | Veratox for peanut allergen (Neogen) | not provided on website | not provided on website | not provided on website | Not provided on website | chocolate bars | 2.5 | 0.625 |  | 250
c | Veratox for peanut allergen (Neogen) | not provided on website | not provided on website | not provided on website | Not provided on website | ice cream | 2.5 | 0.625 |  | 250
c | Veratox for peanut allergen (Neogen) | not provided on website | not provided on website | not provided on website | Not provided on website | cereals | 2.5 | 0.625 |  | 250
c | BioKits (Neogen) | not provided on website | not provided on website | not provided on website | Not provided on website | Not provided on website | 1 | 0.25 |  |  | no matrix, so not able to apply to any serving size?
c | AgraQuant ELISA Peanut (Romer Laboratories) | not provided on website | not provided on website | not provided on website | Not provided on website | Not provided on website | 1 | 0.25 |  |  | no matrix, so not able to apply to any serving size?
c | RIDASCREEN FAST Peanut (R-Biopharm) | S-ELISA | peanut proteins including the peanut allergens Ara h 1 and Ara h 2 | <10 | yes (peanut) | breakfast cereal | 2.5 | 0.625 |  | 250
c | RIDASCREEN FAST Peanut (R-Biopharm) | S-ELISA | peanut proteins including the peanut allergens Ara h 1 and Ara h 2 | <10 | yes (peanut) | cookies | 2.5 | 0.625 |  | 250
c | RIDASCREEN FAST Peanut (R-Biopharm) | S-ELISA | peanut proteins including the peanut allergens Ara h 1 and Ara h 2 | <10 | yes (peanut) | ice cream | 2.5 | 0.625 |  | 250
c | RIDASCREEN FAST Peanut (R-Biopharm) | S-ELISA | peanut proteins including the peanut allergens Ara h 1 and Ara h 2 | <10 | yes (peanut) | chocolate | 2.5 | 0.625 |  | 250
c | Peanut Protein (Morinaga) | S-ELISA | soluble peanut Protein Mixture | ≥20 |  | biscuit | 1.24 | 0.31 |  | 500
c | Peanut Protein (Morinaga) | S-ELISA | soluble peanut Protein Mixture | ≥20 |  | peanut butter | 1.24 | 0.31 |  | 500
c | Peanut Protein (Morinaga) | S-ELISA | soluble peanut Protein Mixture | ≥20 |  | peanut soup | 1.24 | 0.31 |  | 500
c | Peanut Protein (Morinaga) | S-ELISA | soluble peanut Protein Mixture | ≥20 |  | peanut cream | 1.24 | 0.31 |  | 500
c | Peanut Protein (Morinaga) | S-ELISA | soluble peanut Protein Mixture | ≥20 |  | orange juice | 1.24 | 0.31 |  | 500
c | Peanut Protein (Morinaga) | S-ELISA | soluble peanut Protein Mixture | ≥20 |  | strawberry jam | 1.24 | 0.31 |  | 500
c | Peanut Protein (Morinaga) | S-ELISA | soluble peanut Protein Mixture | ≥20 |  | chicken meatball | 1.24 | 0.31 |  | 500
c | Peanut Protein (Morinaga) | S-ELISA | soluble peanut Protein Mixture | ≥20 |  | tomato sauce | 1.24 | 0.31 |  | 500
c | Peanut Protein (Morinaga) | S-ELISA | soluble peanut Protein Mixture | ≥20 |  | jelly | 1.24 | 0.31 |  | 500
c | Peanut Protein (Morinaga) | S-ELISA | soluble peanut Protein Mixture | ≥20 |  | porridge | 1.24 | 0.31 |  | 500
c | Peanut Residue (ELISA Systems) | Not provided on website | Ara h 2 | not provided on website | not provided on website | not provided on website |  |  |  |  | no matrix or LOD mentioned on website
c | Indoor Biotechnologies | S-ELISA | Ara h 1 | not provided on website | yes (Ara h 1) | not provided on website |  |  | 31.5ng.ml-1 Ara h 1
c | Indoor Biotechnologies | S-ELISA | Ara h 2 | not provided on website | yes (Ara h 2) | not provided on website |  |  | 2.0ng.ml-1 Ara h 2
c | Indoor Biotechnologies | S-ELISA | Ara h 3 | not provided on website | yes (Ara h 3) | not provided on website |  |  | 0.49ng.ml-1 Ara h 3
c | Indoor Biotechnologies | S-ELISA | Ara h 6 | not provided on website | yes (Ara h 6) | not provided on website |  |  | 0.2ng.ml-1 Ara h 6
c | Indoor Biotechnologies | S-ELISA | Ara h 8 | not provided on website | yes (Ara h 8) | not provided on website |  |  | 2ng.ml-1 Ara h 8
PCR
p | Bergerová (2011) | qPCR | Ara h 3 | ≥10 | yes (peanut) |  |  |  | 0.375pg DNA from peanut leaves; 31pg DNA from peanuts
p | Cheng (2016) | PCR/CE | Ara h 2 | ≥10 | no | ground maize powder | 50 | 12.5 | 20 copies of haploid genome | 5
p | Ehlert (2009) | PCR/LPA | Ara h 2 | >40 | no | chocolate | 5 | 1.25 |  | 50
p | Ehlert (2009) | PCR/LPA | Ara h 2 | >40 | no | cookie | 5 | 1.25 |  | 50
p | Ehlert (2009) | PCR/LPA | Ara h 2 | >40 | no | walnut cookies | 1000 | 250
p | Hird (2003) | qPCR | Ara h 2 | ≥30 | yes (peanut) | biscuit sample | 2 | 0.5 |  | 250
p | Hirao (2009) | PCR/GE | ITS | ≥10 | no |  |  |  | ≤50fg of peanut DNA
p | Houhoula (2018) | PCR | Ara h 3 | in Scaravelli (2008) | no
p | James (2004) | PCR/GE | chloroplast tRN | <10 | no
p | Holzhauser (2014) | qPCR | Ara h 2 | in Stephan (2004) | yes (peanut) | chocolate | 10 | 2.5 |  | 50
p | Holzhauser (2014) | qPCR | Ara h 2 | in Stephan (2004) | yes (peanut) | cookie dough | 10 | 2.5 |  | 50
p | Holzhauser (2014) | qPCR | Ara h 2 | in Stephan (2004) | yes (peanut) | cookie | 10 | 2.5 |  | 50
p | Holzhauser (2014) | qPCR | Ara h 2 | in Stephan (2004) | yes (peanut) | ice cream | 10 | 2.5 |  | 50
p | Holzhauser (2014) | qPCR | Ara h 2 | in Stephan (2004) | yes (peanut) | muesli | 10 | 2.5 |  | 50
p | Köppel (2010) | qPCR | Ara h 2 | ≥40 | yes (peanut DNA) | cookie | 50 | 12.5 | 0.0032 % peanut DNA extract | 5
p | Köppel (2012) | qPCR | Ara h 2 | ≥40 | yes (peanut DNA) | rice cookie | 20 | 5 |  | 5
p | Köppel (2012) | qPCR | Ara h 2 | ≥40 | yes (peanut DNA) | sausage | 32 | 8 |  | 5
p | Ladenburger (2018) | qPCR | mitochondrial DNA atp6 | ≥60 | yes (peanut) | milk powder | 1 | 0.25 | 25fg peanut DNA | 500
p | Ladenburger (2018) | qPCR | mitochondrial DNA atp6 | ≥60 | yes (peanut) | rice cookies | 1 | 0.25 | 25fg peanut DNA | 500
p | Ladenburger (2018) | qPCR | mitochondrial DNA atp6 | ≥60 | yes (peanut) | hollandaise powder | 1 | 0.25 | 25fg peanut DNA | 500
p | Ladenburger (2018) | qPCR | mitochondrial DNA atp6 | ≥60 | yes (peanut) | sausage | 1 | 0.25 | 25fg peanut DNA | 500
p | López-Calleja (2013) | qPCR | Ara h 2 | ≥30 | yes (peanut) | wheat flour | 10 | 2.5 |  | 50
p | López-Calleja (2013) | qPCR | Ara h 2 | ≥30 | yes (peanut) | cocoa | 10 | 2.5 |  | 50
p | López-Calleja (2013) | qPCR | ITS1 | ≥30 | yes (peanut) | wheat flour | 0.1 | 0.025 |  | 500
p | López-Calleja (2013) | qPCR | ITS1 | ≥30 | yes (peanut) | cocoa | 0.1 | 0.025 |  | 500
p | Mustorp (2011) | Multiplex-LPA | Ara h 2 | ≥20 | yes (peanut DNA) |  |  |  | 232 gene copy number
p | Pafundo (2010) | qPCR | Ara h 1 | ≥10 | yes (peanut DNA) |  |  |  | 5pg peanut DNA
p | Rencova (2014) | PCR/GE | Ara h 1 | ≥30 | yes (peanut DNA) | wheat flour | 10 | 2.5 | 10pg.ml-1 peanut DNA | 50
p | Rossi (2006) | PCR/GE | Ara h 2 | ≥10 | yes (peanut DNA) |  |  |  | 50pg peanut DNA
p | Santiago-Felipe (2014) | RPA-ELISA | Ara h 2 |  | yes (peanut DNA) | wheat flour extracts | 11.2 | 2.8 |  | 50
p | Scaravelli (2007) | qPCR | Ara h 3 | ≥30 | yes (peanut) | cookie | 10 | 2.5 | 2.5pg peanut DNA | 50
p | Stephan (2004) | qPCR | Ara h 2 | ≥20 | yes (peanut DNA) | milk chocolate | 10 | 2.5 | 10 copies | 50
p | Stephan (2004) | qPCR | Ara h 2 | >20 | yes (peanut DNA) | semi-sweet chocolate | 10 | 2.5 | 10 copies | 50
p | Tortajado-Genaro (2011) | PCR-Array | Ara h 2 | ≥20 | yes (peanut DNA) | cookies | 1 | 0.25 |  | 500
p | Tortajado-Genaro (2011) | PCR-Array | Ara h 2 | ≥20 | yes (peanut DNA) | jams | 1 | 0.25 |  | 500
p | Tortajado-Genaro (2011) | PCR-Array | Ara h 2 | ≥20 | yes (peanut DNA) | sponge cake | 1 | 0.25 |  | 500
p | Tortajado-Genaro (2011) | PCR-Array | Ara h 2 | ≥20 | yes (peanut DNA) | powdered milk | 1 | 0.25 |  | 500
p | Tortajado-Genaro (2011) | PCR-Array | Ara h 2 | ≥20 | yes (peanut DNA) | frozen ready meals | 1 | 0.25 |  | 500
p | Wang (2011) | PCR-Biosensor | Ara h 3 | <10 | no | peanut
p | Watanabe (2006) | PCR/GE | Agglutinin Precursor | >10 | yes (peanut DNA) | Japanese yam | 10 | 2.5 |  | 50
p | Zhang (2015) | qPCR | Ara h 1 | ≥10 |  | wheat powder | 50 | 12.5 |  | 5
p | Zhang (2018) | qPCR | Ara h 1 | ≥10 | no | different plant food powders | 500 | 125 | 0.1ng for peanut DNA
c | 4LabsDiagnostics/Incura SRL/ PeanutKit Real-Time PCR Art no.: IC-02-1011 (50 tests) / IC-02-1013 (25 tests) | qPCR |  | ≥40 | yes; however kit is intended for qualitative detection |  |  |  | 1 copy of peanut haploid genome |  | equal to roughly 2.87 pg of peanut DNA
c | BIOTECON Diagnostics GmbH/ foodproof Peanut Detection Kit Art. No.: R30263 | qPCR |  | ≥80 | calibration curve via Allergen ref material possible | rice flour | 1 | 0.25 | 0.2 peanut genome equivalents | 500
c | BIOTECON Diagnostics GmbH/ foodproof Peanut Detection Kit Art. No.: R30263 | qPCR |  | ≥80 | calibration curve via Allergen ref material possible | ice cream
c | BIOTECON Diagnostics GmbH/ foodproof Peanut Detection Kit Art. No.: R30263 | qPCR |  | ≥80 | calibration curve via Allergen ref material possible | chocolate
c | GEN-IAL/ GEN-IAL® First-Peanut-PCR-Kit Art. No.: PPEA 0050 | qPCR | Ara h 2 | ≥20 | calibration curve via Allergen ref material possible | soy meal | 10 | 2.5 | 8pg peanut DNA | 50
c | R-Biopharm/ SureFood® ALLERGEN 4plex Peanut/Hazelnut/Walnut+IAC PCR 3402 | qPCR |  | ≥30 | no | corn flour | 1 | 0.25 |  | 500
c | R-Biopharm/ SureFood® ALLERGEN QUANT Peanut S3603 | qPCR |  | ≥30 | yes | corn flour | 0.4 | 0.1 |  | 500
c | kogene biotech/ R0608E PowerChekTM Peanut Real-time PCR Kit | qPCR
MS
p | Bignardi (2010) | MS/MRM | Ara h 3 |  |  | biscuit | 27 | 6.75 |  | 5
p | Bignardi (2010) | MS/MRM | Ara h 3 |  |  | biscuit | 10 | 2.5 |  | 50
p | Bignardi (2012) | MS/MRM | Ara h 3 |  |  | dark chocolate | 7 | 1.75 |  | 50
p | Bignardi (2012) | MS/MRM | Ara h 3 |  |  | biscuit | 0.1 | 0.025 |  | 500
p | Careri (2007) | MS/MRM | Ara h 3 |  |  | chocolate/rice crispy-based matrix | 4 | 1 |  | 50
p | Careri (2007) | MS/MRM | Ara h 2 |  |  | chocolate/rice crispy-based matrix | 20 | 5 |  | 5
p | Careri (2008a) | MS/MRM | Ara h 3 |  |  | buffer (none) | 0.8 | 0.2 |  | 500
p | Careri (2008b) | MS/MRM | Ara h 2 |  |  | chocolate/rice crispy-based matrix | 5 | 1.25 |  | 50
p | Careri (2008b) | MS/MRM | Ara h 3 |  |  | chocolate/rice crispy-based matrix | 1 | 0.25 |  | 500
p | Heick (2011) | MS/MRM | Ara h 1 |  |  | bread | 11 | 2.75 |  | 50
p | Monaci (2015) | MS/MRM | Ara h 3 |  |  | defatted flour, namely roasted hazelnuts, almonds, walnuts and pistachios | 27 | 6.75 |  | 5
p | Monaci (2015) | MS/MRM | Ara h 3 |  |  | defatted flour, namely roasted hazelnuts, almonds, walnuts and pistachios | 26 | 6.5 |  | 5
p | Korte (2016) | MS/MRM(MS3) | Ara h 1 |  |  | bread | 0.3 | 0.075 |  | 500
p | Korte (2016) | MS/MRM(MS3) | Ara h 1 |  |  | ice cream | 3 | 0.75 |  | 250
p | Korte (2016) | MS/MRM(MS3) | Ara h 1 |  |  | milk chocolate | 1 | 0.25 |  | 500
p | Korte (2016) | MS/MRM(MS3) | Ara h 3 |  |  | bread | 3 | 0.75 |  | 250
p | Korte (2016) | MS/MRM(MS3) | Ara h 3 |  |  | ice cream | 3 | 0.75 |  | 250
p | Korte (2016) | MS/MRM(MS3) | Ara h 3 |  |  | milk chocolate | 3 | 0.75 |  | 250
p | Korte (2016) | MS/MRM(MS3) | Ara h 3 |  |  | bread | 0.3 | 0.075 |  | 500
p | Korte (2016) | MS/MRM(MS3) | Ara h 3 |  |  | ice cream | 0.3 | 0.075 |  | 500
p | Korte (2016) | MS/MRM(MS3) | Ara h 3 |  |  | milk chocolate | 1 | 0.25 |  | 500
legend
| p | published method (not kit)
| c | commercially available kit
| p of c | peer reviewed publication of commercially available kit(s)
| C(G)E | capillary (gel) electrophoresis
| C-ELISA | competitive ELISA
| ELISA | enzyme-linked immunosorbent assay
| GE | gel electrohoresis
| HPLC | high performance liquid chromatography
| HR | high resolution
| LPA | ligation dependent probe amplification
| MRM | multiple-reaction monitoring
| MS | mass spectrometry
| MS3 | triple-stage based mass spectrometry
| PCR | polymerase chain reaction
| qPCR | real-time PCR (quantitative PCR)
| RPA | recombinase polymerase amplification
| S-ELISA | sandwich-type ELISA
| SRM | selected-reaction monitoring
| TOF | time of flight
| highlighted LOD | original data
| non-highlighted LOD | converted data
References
Ben Rejeb, S., M. Abbott, D. Davies, C. Cléroux, and P. Delahaut. 2005. 'Multi-allergen screening immunoassay for the detection of protein markers of peanut and four tree nuts in chocolate', Food Additives and Contaminants, 22: 709-15
Bergerová, E., B. Brežná and T. Kuchta. 2011. 'A novel method with improved sensitivity for the detection of peanuts based upon single-tube nested real-time polymerase chain reaction', European Food Research and Technology, 232: 1087-91
Bignardi, C., L. Elviri, A. Penna, M. Careri, and A. Mangia. 2010. 'Particle-packed column versus silica-based monolithic column for liquid chromatography–electrospray-linear ion trap-tandem mass spectrometry multiallergen trace analysis in foods', Journal of Chromatography A, 1217: 7579-85
Bignardi, C., M. Mattarozzi, A. Penna, S. Sidoli, L. Elviri, M. Careri, and A. Mangia. 2012. 'A Rapid Size-Exclusion Solid-Phase Extraction Step for Enhanced Sensitivity in Multi-Allergen Determination in Dark Chocolate and Biscuits by Liquid Chromatography–Tandem Mass Spectrometry', Food Analytical Methods, 6: 1144-52
Careri, M., A. Costa, L. Elviri, J. B. Lagos, A. Mangia, M. Terenghi, A. Cereti, and L. P. Garoffo. 2007. 'Use of specific peptide biomarkers for quantitative confirmation of hidden allergenic peanut proteins Ara h 2 and Ara h 3/4 for food control by liquid chromatography-tandem mass spectrometry', Anal Bioanal Chem, 389: 1901-7
Careri, M., L. Elviri, J. B. Lagos, A. Mangia, F. Speroni, and M. Terenghi. 2008a. 'Selective and rapid immunomagnetic bead-based sample treatment for the liquid chromatography-electrospray ion-trap mass spectrometry detection of Ara h3/4 peanut protein in foods', J Chromatogr A, 1206: 89-94.
Careri M., L. Elviri, M. Maffini, A. Mangia, C, Mucchino and M. Terenghi. 2008b. Determination of peanut allergens in cereal-chocolate-based snacks: metal-tag inductively coupled plasma mass spectrometry immunoassay versus liquid chromatography/electrospray ionization tandem mass spectrometry. Rapid Communication in Mass Spectrometry, 22 (6): 807-811
Cheng, F., J. Wu, J. Zhang, A. Pan, S. Quan, D. Zhang, H.Y. Kim, X. Li, S. Zhou, and L. Yang. 2016. 'Development and inter-laboratory transfer of a decaplex polymerase chain reaction assay combined with capillary electrophoresis for the simultaneous detection of ten food allergens', Food Chemistry, 199: 799-808
Ehlert, A., A. Demmel, C. Hupfer, U. Busch, and K.-H. Engel. 2009. 'Simultaneous detection of DNA from 10 food allergens by ligation-dependent probe amplification', Food Additives & Contaminants: Part A, 26: 409-18
Heick, J., M. Fischer, S. Kerbach, U. Tamm, and B. Popping. 2011. 'Application of a liquid chromatography tandem mass spectrometry method for the simultaneous detection of seven allergenic foods in flour and bread and comparison of the method with commercially available ELISA test kits', J AOAC Int, 94: 1060-8
Hirao, T., S. Watanabe, Y. Temmei, M. Hiramoto, and H. Kato. 2009. 'Qualitative polymerase chain reaction methods for detecting major food allergens (peanut, soybean, and wheat) by using internal transcribed spacer region', J AOAC Int, 92: 1464-71
Hird, H., J. Lloyd, R. Goodier, J. Brown, and P. Reece. 2003. 'Detection of peanut using real-time polymerase chain reaction', European Food Research and Technology, 217: 265-68
Holzhauser, T., K. Kleiner, A. Janise, and M. Roder. 2014. 'Matrix-normalised quantification of species by threshold-calibrated competitive real-time PCR: allergenic peanut in food as one example', Food Chem, 163: 68-76
Holzhauser, T., and S. Vieths. 1999. 'Indirect competitive ELISA for determination of traces of peanut (Arachis hypogaea L.) protein in complex food matrices', J Agric Food Chem, 47: 603-11
Houhoula, D.P., Lagou, K., Varvaresou, M., Giannakourou, M., Bratakos, S.M., Lougovois, V., Tsaknis, J., Koussissis, S., 2015. Food safety and label claims for hazelnut allergy traces: evaluation of two PCR assays. Czech J. Food Sci. 33, 410-415.
Iqbal, A., and N. Ateeq. 2013. 'Effect of processing on the detectability of peanut protein by ELISA', Food Chemistry, 141: 1651-54
James, D. and A.-M. Schmidt. 2004. 'Use of an intron region of a chloroplast tRNA gene (trnL) as a target for PCR identification of specific food crops including sources of potential allergens', Food Research International, 37: 395-402
Jayasena, S., M. Smits, D. Fiechter, A. de Jong, J. Nordlee, J. Baumert, S.L. Taylor, R.H. Pieters and S.J. Koppelman. 2015. 'Comparison of Six Commercial ELISA Kits for Their Specificity and Sensitivity in Detecting Different Major Peanut Allergens', Journal of Agricultural and Food Chemistry, 63: 1849-55
Keck-Gassenmeier, B., S. Benet, C. Rosa, and C. Hischenhuber. 1999. 'Determination of Peanut Traces in Food by a Commercially-available ELISA Test', Food and Agricultural Immunology, 11: 243-50
Khuda, S., A. Slate, M. Pereira, F. Al-Taher, L. Jackson, C. Diaz-Amigo, E.C. Bigley, T. Whitaker and K. Williams. 2012. 'Effect of Processing on Recovery and Variability Associated with Immunochemical Analytical Methods for Multiple Allergens in a Single Matrix: Dark Chocolate', Journal of Agricultural and Food Chemistry, 60: 4204-11
Kiening, M., R. Niessner, E. Drs, S. Baumgartner, R. Krska, M. Bremer, V. Tomkies, P. Reece, C. Danks, U. Immer and M.G. Weller. 2005. 'Sandwich Immunoassays for the Determination of Peanut and Hazelnut Traces in Foods', Journal of Agricultural and Food Chemistry, 53: 3321-27
Koch, P., G. F. Schäppi, R. E. Poms, B. Wüthrich, E. Anklam, and R. Battaglia. 2003. 'Comparison of commercially available ELISA kits with human sera-based detection methods for peanut allergens in foods', Food Additives and Contaminants, 20: 797-803
Köppel, R., V. Dvorak, F. Zimmerli, A. Breitenmoser, A. Eugster and H.-U. Waiblinger. 2010. 'Two tetraplex real-time PCR for the detection and quantification of DNA from eight allergens in food', European Food Research and Technology, 230: 367-74
Köppel, R., F. van Velsen-Zimmerli and T. Bucher. 2012. 'Two quantitative hexaplex real-time PCR systems for the detection and quantification of DNA from twelve allergens in food', European Food Research and Technology, 235: 843-52
Korte, R., S. Lepski and J. Brockmeyer. 2016. 'Comprehensive peptide marker identification for the detection of multiple nut allergens using a non-targeted LC–HRMS multi-method', Analytical and Bioanalytical Chemistry, 408: 3059-69
Ladenburger, E.-M., M. Dehmer, R. Grünberg, H.-U. Waiblinger, D. Stoll and J. Bergemann. 2018. 'Highly Sensitive Matrix-Independent Quantification of Major Food Allergens Peanut and Soy by Competitive Real-Time PCR Targeting Mitochondrial DNA', Journal of AOAC International, 101: 170-84
López-Calleja, I.M., S. de la Cruz, N. Pegels, I. González, T. García and R. Martín. 2013. 'High resolution TaqMan real-time PCR approach to detect hazelnut DNA encoding for ITS rDNA in foods', Food Chemistry, 141: 1872-80
Monaci, L., E. De Angelis, S.L. Bavaro and R. Pilolli. 2015. 'High-resolution Orbitrap™-based mass spectrometry for rapid detection of peanuts in nuts', Food Additives & Contaminants: Part A, 32: 1607-16
Mustorp, Stina L., Signe M. Drømtorp, and Askild L. Holck. 2011. 'Multiplex, Quantitative, Ligation-Dependent Probe Amplification for Determination of Allergens in Food', Journal of Agricultural and Food Chemistry, 59: 5231-39
Pafundo, S., M. Gullì and N. Marmiroli. 2010. 'Multiplex real-time PCR using SYBR® GreenER™ for the detection of DNA allergens in food', Analytical and Bioanalytical Chemistry, 396: 1831-39
Park, D. L., S. Coates, V. A. Brewer, E. A. Garber, M. Abouzied, K. Johnson, B. Ritter, and D. McKenzie. 2005. 'Performance Tested Method multiple laboratory validation study of ELISA-based assays for the detection of peanuts in food', J AOAC Int, 88: 156-60
Parker, C. H., S. E. Khuda, M. Pereira, M. M. Ross, T. J. Fu, X. Fan, Y. Wu, K. M. Williams, J. DeVries, B. Pulvermacher, B. Bedford, X. Zhang, and L. S. Jackson. 2015. 'Multi-allergen Quantitation and the Impact of Thermal Treatment in Industry-Processed Baked Goods by ELISA and Liquid Chromatography-Tandem Mass Spectrometry', J Agric Food Chem, 63: 10669-80
Pomes, A., R. M. Helm, G. A. Bannon, A. W. Burks, A. Tsay, and M. D. Chapman. 2003. 'Monitoring peanut allergen in food products by measuring Ara h 1', J Allergy Clin Immunol, 111: 640-5
Poms, R. E., M. E. Agazzi, A. Bau, M. Brohee, C. Capelletti, J. V. Nørgaard, and E. Anklam. 2005. 'Inter-laboratory validation study of five commercial ELISA test kits for the determination of peanut proteins in biscuits and dark chocolate', Food Additives & Contaminants, 22: 104-12
Renčová, E., Z. Piskatá, D. Kostelníková and B.Tremlová. 2014. 'Simultaneous detection of peanut and hazelnut allergens in food matrices using multiplex PCR method', Acta Veterinaria Brno, 83: S77-S83
Rossi, S., E. Scaravelli, A. Germini, R. Corradini, C. Fogher and R. Marchelli. 2006. 'A PNA-array platform for the detection of hidden allergens in foodstuffs', European Food Research and Technology, 223: 1-6
Santiago-Felipe, S., L. A. Tortajada-Genaro, R. Puchades, and A. Maquieira. 2014. 'Recombinase polymerase and enzyme-linked immunosorbent assay as a DNA amplification-detection strategy for food analysis', Analytica Chimica Acta, 811: 81-87
Scaravelli, E, M Brohée, R Marchelli and A.J. van Hengel. 2007. 'Development of three real-time PCR assays to detect peanut allergen residue in processed food products', European Food Research and Technology, 227: 857-69
Stephan, O. and S. Vieths. 2004. 'Development of a Real-Time PCR and a Sandwich ELISA for Detection of Potentially Allergenic Trace Amounts of Peanut (Arachis hypogaea) in Processed Foods', Journal of Agricultural and Food Chemistry, 52: 3754-60
Tortajada-Genaro, L.A., S. Santiago-Felipe, S. Morais, J.A. Gabaldón, R. Puchades and Á.l Maquieira. 2011. 'Multiplex DNA Detection of Food Allergens on a Digital Versatile Disk', Journal of Agricultural and Food Chemistry, 60: 36-43
Wang, W., Y. Li, F. Zhao, Y. Chen and Y. Ge. 2011. 'Optical thin-film biochips for multiplex detection of eight allergens in food', Food Research International, 44: 3229-34
Watanabe, T. , Akiyama, H. , Maleki, S. , Yamakawa, H. , Iijima, K. , Yamazaki, F. , Matsumoto, T. , Futo, S. , Arakawa, F. , Watai, M. and Maitani, T. 2006. A specific qualitative detection method for peanut (Arachis hypogaea) in foods using polymerase chain reaction', Journal of Food Biochemistry, 30: 215-233
Whitaker, T. B., K. M. Williams, M. W. Trucksess, and A. B. Slate. 2005. 'Immunochemical analytical methods for the determination of peanut proteins in foods', J AOAC Int, 88: 161-74
Zhang Wen-Ju, Q. Cai, X. Guan, Q. Chen. 2005. 'Detection of peanut (Arachis hypogaea) allergen by Real-time PCR method with internal amplification control' Food Chemistry, 174: 547-552
Zhang W., Zhao Y., Xu Q., Chen Q. 2018. 'Development of a triplex real-time PCR for simultaneous detection of allergenic ingredients in processed food' Czech J. Food Sci., 36: 22-27

## Soy
| reference | method | target(s) | specificity: number of items tested (cross-reacts with) | quantitative response shown (read-out) | matrix | LOD (mg soybean.kg-1) | LOD (mg soybean protein.kg-1) | LoD (other units reported by source) | largest serving size [g], in which reference dose is detectable | comments
ELISA
p | Pedersen (2008) | S-ELISA | total soybean protein | ≥10 (corn flour and walnut) | yes (total soybean protein) | soybean flake | 0.05 | 0.02 |  | 500
p | Pedersen (2008) | C-ELISA | total soybean protein | ≥10 (corn flour and walnut) | yes (total soybean protein) | soybean flake | 21 | 8.4 |  | 50
p | Morishita (2008) | S-ELISA | P34 protein (Gly m Bd 30K) | ≥100 (milk, barley, rice) | yes (soybean soluble protein) | rice gruel | 0.84 | 0.19 |  | 500 | accordingly to Morishita et al. (2008) "approximately 225 mg of soybean soluble protein/g of deffated soybean powder."
p | Morishita (2008) | S-ELISA | P34 protein (Gly m Bd 30K) | ≥100 (milk, barley, rice) | yes (soybean soluble protein) | sausage | 0.84 | 0.19 |  | 500 | accordingly to Morishita et al. (2008) "approximately 225 mg of soybean soluble protein/g of deffated soybean powder."
p | Morishita (2008) | S-ELISA | P34 protein (Gly m Bd 30K) | ≥100 (milk, barley, rice) | yes (soybean soluble protein) | sweet adzuki bean soup | 0.84 | 0.19 |  | 500 | accordingly to Morishita et al. (2008) "approximately 225 mg of soybean soluble protein/g of deffated soybean powder."
p | Morishita (2008) | S-ELISA | P34 protein (Gly m Bd 30K) | ≥100 (milk, barley, rice) | yes (soybean soluble protein) | sweet potato cake | 0.84 | 0.19 |  | 500 | accordingly to Morishita et al. (2008) "approximately 225 mg of soybean soluble protein/g of deffated soybean powder."
p | Morishita (2008) | S-ELISA | P34 protein (Gly m Bd 30K) | ≥100 (milk, barley, rice) | yes (soybean soluble protein) | tomato sauce | 0.84 | 0.19 |  | 500 | accordingly to Morishita et al. (2008) "approximately 225 mg of soybean soluble protein/g of deffated soybean powder."
p | Morishita (2014) | S-ELISA | P34 protein (Gly m Bd 30K) | ≥100 (milk, barley, rice) | yes (soybean soluble protein) | hamburger steak | 0.84 | 0.19 |  | 500 | accordingly to Morishita et al. (2008) "approximately 225 mg of soybean soluble protein/g of deffated soybean powder."
p | Morishita (2014) | S-ELISA | P34 protein (Gly m Bd 30K) | ≥100 (milk, barley, rice) | yes (soybean soluble protein) | rice gruel | 0.84 | 0.19 |  | 500 | accordingly to Morishita et al. (2008) "approximately 225 mg of soybean soluble protein/g of deffated soybean powder."
p | Morishita (2014) | S-ELISA | P34 protein (Gly m Bd 30K) | ≥100 (milk, barley, rice) | yes (soybean soluble protein) | sweet adzuki bean soup | 0.84 | 0.19 |  | 500 | accordingly to Morishita et al. (2008) "approximately 225 mg of soybean soluble protein/g of deffated soybean powder."
p | Jiang (2015) | S-ELISA | soybean trypsin inhibitor (STI) |  | yes (soybean protein isolate - SPI) | surimi | 34 | 13.6 |  | 50
c | R-Biopharm AG/Ridascreen® Fast Soya R7102 | S-ELISA | total soybean proteins | ≥100 (various species of beans) | yes (total soybean protein) | sausages | 0.61 | 0.24 |  | 500 | According to kit manufacturer, soybean flour has 39% of soybean total protein. Conversion factor of 2.56.
c | R-Biopharm AG/Ridascreen® Fast Soya R7102 | S-ELISA | total soybean proteins | ≥100 (various species of beans) | yes (total soybean protein) | dressings | 0.61 | 0.24 |  | 500 | According to kit manufacturer, soybean flour has 39% of soybean total protein. Conversion factor of 2.56.
c | R-Biopharm AG/Ridascreen® Fast Soya R7102 | S-ELISA | total soybean proteins | ≥100 (various species of beans) | yes (total soybean protein) | bakery products | 0.61 | 0.24 |  | 500 | According to kit manufacturer, soybean flour has 39% of soybean total protein. Conversion factor of 2.56.
c | R-Biopharm AG/Ridascreen® Fast Soya R7102 | S-ELISA | total soybean proteins | ≥100 (various species of beans) | yes (total soybean protein) | ice cream | 0.61 | 0.24 |  | 500 | According to kit manufacturer, soybean flour has 39% of soybean total protein. Conversion factor of 2.56.
c | R-Biopharm AG/Ridascreen® Fast Soya R7102 | S-ELISA | total soybean proteins | ≥100 (various species of beans) | yes (total soybean protein) | chocolate | 0.61 | 0.24 |  | 500 | According to kit manufacturer, soybean flour has 39% of soybean total protein. Conversion factor of 2.56.
c | R-Biopharm AG/Ridascreen® Fast Soya R7102 | S-ELISA | total soybean proteins | ≥100 (various species of beans) | yes (total soybean protein) | soup | 0.61 | 0.24 |  | 500 | According to kit manufacturer, soybean flour has 39% of soybean total protein. Conversion factor of 2.56.
c | R-Biopharm AG/Ridascreen® Fast Soya R7102 | S-ELISA | total soybean proteins | ≥100 (various species of beans) | yes (total soybean protein) | sauce | 0.61 | 0.24 |  | 500 | According to kit manufacturer, soybean flour has 39% of soybean total protein. Conversion factor of 2.56.
c | R-Biopharm AG/Ridascreen® Fast Soya R7102 | S-ELISA | total soybean proteins | ≥100 (various species of beans) | yes (total soybean protein) | margarine | 0.61 | 0.24 |  | 500 | According to kit manufacturer, soybean flour has 39% of soybean total protein. Conversion factor of 2.56.
c | Romer Labs Diagnostic GmbH/AgraQuant® Soy Assay COKAL0448 | S-ELISA | soybean trypsin inhibitors (STI) | ≥70 | yes (soybean trypsin inhibitors, STI) | variety of foodstuffs (not specified) |  | 0.11 | 0,016 mg.kg-1 STI | 500 | LOD of 0,016 mg.kg-1 of soybean trypsin inhibitor (STI), with a conversion factor of 6,67 to total soybean protein, independently on the type of matrix. Other conversion factors from STI to: unroasted soybean flour (42.5), roasted soybean flour (475), soybean milk (2,500) and tofu (50,000), provided by kit manufacturer.
c | Diagnostic Automation/AccuDiag™ Soy Protein (In Food) ELISA Kit 5144-8 | S-ELISA | soybean trypsin inhibitors (STI) | ≥70 | yes (soybean trypsin inhibitors, STI) | cookies, cereals, ice cream, chocolate, instant soup and sausage |  |  | 0,016 mg.kg-1 STI |  | Conversion factors from STI to: unroasted soybean flour (42), roasted soybean flour (470), soybean protein isolate of 90% (864), soybean milk (2,500) and tofu (50,000), provided by kit manufacturer.
c | Morinaga Institute of Biological Science, Inc./Morinaga (Soya ELISA Kit II) | ELISA | Beta-conglycinin |  | yes (total soybean proteins) | infant formulas | 0.28 | 0.11 |  | 500
c | Morinaga Institute of Biological Science, Inc./Morinaga (Soya ELISA Kit II) | ELISA | Beta-conglycinin |  | yes (total soybean proteins) | infant cereals | 0.28 | 0.11 |  | 500
c | Morinaga Institute of Biological Science, Inc./Morinaga (Soya ELISA Kit II) | ELISA | Beta-conglycinin |  | yes (total soybean proteins) | canned juice | 0.78 | 0.31 |  | 500
c | Morinaga Institute of Biological Science, Inc./Morinaga (Soya ELISA Kit II) | ELISA | Beta-conglycinin |  | yes (total soybean proteins) | strawberry jam | 0.78 | 0.31 |  | 500
c | Morinaga Institute of Biological Science, Inc./Morinaga (Soya ELISA Kit II) | ELISA | Beta-conglycinin |  | yes (total soybean proteins) | retorted braised tomatoes | 0.78 | 0.31 |  | 500
c | Morinaga Institute of Biological Science, Inc./Morinaga (Soya ELISA Kit II) | ELISA | Beta-conglycinin |  | yes (total soybean proteins) | retorted baby food | 0.78 | 0.31 |  | 500
c | Morinaga Institute of Biological Science, Inc./Morinaga (Soya ELISA Kit II) | ELISA | Beta-conglycinin |  | yes (total soybean proteins) | chocolate | 0.78 | 0.31 |  | 500
c | BioFront Technologies Inc./BioFront MonoTrace™ Soy ELISA Kit SG6-EK-48 | S-ELISA | major soybean allergen/major protein component | ≥10 | yes (soybean) | chocolate | 0.23 | 0.09 |  | 500
c | BioFront Technologies Inc./BioFront MonoTrace™ Soy ELISA Kit SG6-EK-48 | S-ELISA | major soybean allergen/major protein component | ≥10 | yes (soybean) | cereals | 0.23 | 0.09 |  | 500
c | BioFront Technologies Inc./BioFront MonoTrace™ Soy ELISA Kit SG6-EK-48 | S-ELISA | major soybean allergen/major protein component | ≥10 | yes (soybean) | cake | 0.23 | 0.09 |  | 500
c | BioFront Technologies Inc./BioFront MonoTrace™ Soy ELISA Kit SG6-EK-48 | S-ELISA | major soybean allergen/major protein component | ≥10 | yes (soybean) | ice cream | 0.23 | 0.09 |  | 500
c | BioFront Technologies Inc./BioFront MonoTrace™ Soy ELISA Kit SG6-EK-48 | S-ELISA | major soybean allergen/major protein component | ≥10 | yes (soybean) | spices | 0.23 | 0.09 |  | 500
c | ELISA Systems/Soy ESSOYPRD-48 | S-ELISA | major soybean proteins (including STI) |  | yes (major soybean proteins) | solid foods | 6.25 | 2.5 |  | 250
c | ELISA Systems/Soy ESSOYPRD-48 | S-ELISA | major soybean proteins (including STI) |  | yes (major soybean proteins) | liquid foods | 6.25 | 2.5 |  | 250
PCR
p | Bauer (2011) | qPCR | atpA Gene Mitochondrial soy DNA (mtDNA) 113 bp sequence | >50 | yes (defatted soy flour) | spice | 1 | 0.4 |  | 500
p | Bosiak (2009) | qPCR | soybean Lectin gene |  | yes | wheat flour | 15600 | 6240
p | Cheng (2016) | PCR/CGE | Gly m BD 28K | <10 | no | maize powder | 50 | 20 | 3 haploid soy genome copies | 5
p | El-Nasser (2010) | PCR/GE | lectin gene (native soy) and CP4EPSPS gene (modified soy) | <10 | no | meat | 120000 | 48000
p | Espineira (2010) | PCR/GE | soybean Lectin gene | ≥10 | no | canned tuna | 625 | 250 | 40pg soy DNA
p | Espineira (2010) | PCR/GE | soybean Lectin gene | ≥10 | no | corn flour | 100 | 40 | 40pg soy DNA | 5
p | Espineira (2010) | qPCR | soybean Lectin gene | ≥10 | yes (soy DNA) | canned tuna | 500 | 200 | 10pg soy DNA
p | Espineira (2010) | qPCR | soybean Lectin gene | ≥10 | yes (soy DNA) | corn flour | 10 | 2.5 | 10pg soy DNA | 250
p | Gomez Galan (2011) | qPCR | mtDNA tRNA-MET gene | ≥20 | yes (soy DNA) | incurred cookies | 2.5 | 1 | 1pg soy DNA | 500
p | Gryson (2008) | PCR/GE | soybean Lectin gene Le1 | <10 | no | bread crumb | 2000 | 800
p | Gryson (2008) | PCR/GE | soybean Lectin gene Le1 | <10 | no | bread crust | 2000 | 800
p | Hirao (2009) | PCR/GE | ITS-2 Sequence | ≥20 | no |  |  |  | ≤50fg of soy DNA; predicted to be equivalent to ≤10 ppm soy protein
p | James (2004) | PCR/GE | chloroplast tRNA gene (trnL) | <10 | no
p | Köppel (2010) | qPCR | soybean Lectin gene Le1 | ≥40 | yes (soy DNA) | cookie | 50 | 20 | 0.0032% (soy DNA extract) | 50
p | Köppel (2012) | qPCR | soybean Lectin gene Le1 | ≥40 | yes (soy DNA) | rice cookie | 5 | 2 | 0.0032% (soy DNA extract) | 500
p | Köppel (2012) | qPCR | soybean Lectin gene Le1 | ≥40 | yes (soy DNA) | boiled sausage | 32 | 13 | 0.0032% (soy DNA extract) | 50
p | Kutatelaze (2013) | PCR/GE | soybean Lectin gene | <10 | no
p | Lopez-Calleja (2017) | PCR/ LPA | ITS region | ≥20 | no | cookie | 10 | 4 |  | 250
p | Ladenburger (2018) | qPCR | mitochondrial DNA bait8 | ≥60 | yes (soy) | milk powder | 1 | 0.4 | 25fg soy DNA | 500
p | Ladenburger (2018) | qPCR | mitochondrial DNA bait8 | ≥60 | yes (soy) | rice cookies | 1 | 0.4 | 25fg soy DNA | 500
p | Ladenburger (2018) | qPCR | mitochondrial DNA bait8 | ≥60 | yes (soy) | hollandaise powder | 1 | 0.4 | 25fg soy DNA | 500
p | Ladenburger (2018) | qPCR | mitochondrial DNA bait8 | ≥60 | yes (soy) | sausage | 1 | 0.4 | 25fg soy DNA | 500
p | Luber (2015) | qPCR |  | in BVL method | yes (soy DNA) | sausage lysate mixtures | 8.5 | 3.4 |  | 250
p | Meyer (1996) | PCR/GE | soybean Lectin gene | ≥10 | no |  | 10000 | 4000
p | Muratoglu (2016) | PCR/GE | soybean Lectin gene | Ready to eat meat doner | no | ready to eat meat doner
p | Mustorp (2011) | Multiplex-LPA | soybean Lectin gene Le1 | ≥20 | yes; soy DNA | wheat flour | 100 | 40 | soy gene copy number 242 | 5
p | Mustorp (2011) | Multiplex-LPA | soybean Lectin gene Le1 | ≥20 | yes; soy DNA | jytte flour | 500 | 200 | soy gene copy number 242
p | Platteau (2011) | qPCR | Gly m BD 28K | ≥30 | yes (soy DNA) |  |  |  | 3.2pg soy DNA; 2.8 copies
p | Rodriguez-Ramirez (2015) | PCR/CGE | soybean Lectin gene | <10 | yes, calibration curve; 1% spike is lowest level | canned tuna | 10000 | 4000
p | Safdar (2016) | PCR/GE | soybean Lectin gene | ≥10 | no | ground buffalo meat | 100 | 40 |  | 5
p | Siegel (2012) | qPCR | results from proficiency testings | primers and probes published in ISO21570 Annex C.1 | yes (soy DNA) | meat sausages | 10 | 2.5 |  | 250
p | Soares (2010) | PCR/GE | soybean Lectin gene |  | no | hydrated textured soy protein in unprocessed pork meat | 25 | 100 | 0.1% and 0.5% of hydrated textured protein; 10pg soy DNA | 5
p | Soares (2010) | PCR/GE | soybean Lectin gene |  | no | hydrated textured soy protein in processed pork meat | 125 | 600 | 0.1% and 0.5% of hydrated textured protein; 10pg soy DNA
p | Soares (2014) | qPCR | soybean Lectin gene |  | yes (soy DNA) | pork meat | 25 | 100 | 0.1% of hydrated textured protein | 5
p | Torp (2006) | PCR/GE | Gly mBD 30 K | ≥10 | yes; (soy DNA) | wheat flour | 100 | 40 |  | 5
p | Tortajado-Geanro (2014) | PCR-Array | soybean Lectin gene | ≥ 20 | yes (soy DNA) | cookies | 1 | 0.4 |  | 500
p | Tortajado-Geanro (2014) | PCR-Array | soybean Lectin gene | ≥ 20 | yes (soy DNA) | jams | 1 | 0.4 |  | 500
p | Tortajado-Geanro (2014) | PCR-Array | soybean Lectin gene | ≥ 20 | yes (soy DNA) | sponge cake | 1 | 0.4 |  | 500
p | Tortajado-Geanro (2014) | PCR-Array | soybean Lectin gene | ≥ 20 | yes (soy DNA) | powdered milk | 1 | 0.4 |  | 500
p | Tortajado-Geanro (2014) | PCR-Array | soybean Lectin gene | ≥ 20 | yes (soy DNA) | frozen ready meals | 1 | 0.4 |  | 500
p | Wang (2011) | PCR-Biosensor | soybean Lectin gene | <10 | no | soy
p | Yamakawa (2007) | PCR/GE | interspersed repetitive element | <10 | no | wheat flour | 10 | 2.5 |  | 250
p | Zhang (2018) | qPCR | Soy 28k | ≥10 | no | different plant food powders | 50 | 20 | 0.01ng (for soybean DNA) | 50
c | 4LabsDiagnostics / Incura SRL SOYAKIT Real Time PCR Art No.: IC-02-1021 (50 tests) / IC-02-1023 (25 tests) | qPCR |  | ≥30 | yes; however kit is intended for qualitative detection |  |  |  | 1 copy of soy haploid genome, equal to roughly 1.13pg of soy DNA
c | BIOTECON Diagnostics GmbH/ foodproof ® Soya Detection Kit Art No.: R30261 | qPCR |  | ≥70 | calibration curve via Allergen ref material possible | rice flour | 0.1 | 0.04 | 0.1 soy genome equivalent | 500
c | BIOTECON Diagnostics GmbH/ foodproof ® Soya Detection Kit Art No.: R30261 | qPCR |  | ≥70 | calibration curve via Allergen ref material possible | spice | 1 | 0.4 | 0.1 soy genome equivalent | 500
c | BIOTECON Diagnostics GmbH/ foodproof ® Soya Detection Kit Art No.: R30261 | qPCR |  | ≥70 | calibration curve via Allergen ref material possible | minced meat | 1 | 0.4 | 0.1 soy genome equivalent | 500
c | BIOTECON Diagnostics GmbH/ foodproof ® Soya Detection Kit Art No.: R30261 | qPCR |  | ≥70 | calibration curve via Allergen ref material possible | chocolate | 1 | 0.4 | 0.1 soy genome equivalent | 500
c | GEN-IAL GEN-IAL® First-Soja-PCR-Kit Art No.: 5207098 | qPCR | soybean Lectin gene | ≥20 | yes (soy DNA) | rice product | 10 | 4 | 6pg soy DNA (equivalent to 5 genome copies) | 250
c | R-Biopharm SureFood® ALLERGEN 4plex Soya/Celery/Mustard+IAC real-time PCR Art No.: S3401 | qPCR |  | ≥30 | no | corn flour | 1 | 0.4 |  | 500
c | R-Biopharm SureFood® ALLERGEN QUANT Soya Art. No.: S3601 | qPCR |  | ≥30 | yes (soy DNA) | corn flour | 0.4 | 0.16 |  | 500
c | kogene biotech PowerChek™ Soybean Real-time PCR Kit Art no.: R0607E | qPCR
c | Qiagen mericon Soy Kit Art no.: 293013 |  |  | ≥10 |  |  |  |  | 10 copies
c | Innosieve Quickblue QPCR Glycine max ((L.) Merr. (Soya)) Art. No.: ID12403-xx | qPCR
MS
p | Heick (2011a/b) | MS/MRM | glycinin (Gly m 6) peptide VFDGELQEGR |  | yes; calibration curve (soy) | bread | 24 | 9.6 |  | 50
p | Monaci (2014) | MS/MRM | conglycinin (Gly m 5) peptides ESYFVDAQPK &TISSEDKPFNLR |  | yes; calibration curve (soy protein) | cookie | 5 | 2 |  | 250 | incurred matrix was prepared with soy flour that had been "precooked" with Tris-HCL/Tween 20. The authors call the result "allergen"; however, this is in reality a protein extraction, and I have therefore applied the LOD to the soy protein
p | Gomaa (2015) | MS/MRM | glycinin (G1 precursor) peptide VLIVPQNFVVAAR |  | no; calibration not shown (soy protein) | flour | 25 | 10 |  | 50
p | Monaci (2016) | MS/MRM | glycinin (Gly m 6) peptide peptide SQSDNFEYVSFK |  | yes; calibration curve (soy protein) | cookie | 12.5 | 5 |  | 50 | incurred matrix was prepared with soy flour that had been "precooked" with Tris-HCL/Tween 20. The authors call the result "allergen"; however, this is in reality a protein extraction, and I have therefore applied the LOD to the soy protein
p | Huschek (2016) | MS/MRM | glycinin (Gly m 6) peptide VFDGELQEGR |  | yes; calibration curve (soy peptide) | bread | 20 | 8 |  | 50 | LOQ, not LOD is given; authors have used conversion factors from peptide to allergenic food; LOQ calculated as 10xS/N; in previous table, I had calculated LOD as S/N=3
p | Huschek (2016) | MS/MRM | glycinin (Gly m 6) peptide VFDGELQEGR |  | yes; calibration curve (soy peptide) | cookie | 10 | 4 |  | 250 | LOQ, not LOD is given; authors have used conversion factors from peptide to allergenic food
p | Huschek (2016) | MS/MRM | glycinin (Gly m 6) peptide VFDGELQEGR |  | yes; calibration curve (soy peptide) | wheat flour | 10 | 4 |  | 250 | LOQ, not LOD is given; authors have used conversion factors from peptide to allergenic food
p | Planque (2016) | MS/MRM | glycinin (Gly m 6) peptide EAFGVNMQIVR & conglycinin (Gly m Bd60 K) peptide LITLAIPVNKPGR |  | yes; calibration curve (soy protein) | cookie | 12.5 | 5 |  | 50 | authors give LOQ as 5 mg/kg soybean protein/kg food, but calibration curves show different LODs for soy protein in different matrices;
p | Planque (2016) | MS/MRM | glycinin (Gly m 6) peptide EAFGVNMQIVR & conglycinin (Gly m Bd60 K) peptide LITLAIPVNKPGR |  | yes; calibration curve (soy protein) | chocolate | 6.3 | 2.5 |  | 250 | authors give LOQ as 5 mg/kg soybean protein/kg food, but calibration curves show different LODs for soy protein in different matrices;
p | Planque (2016) | MS/MRM | glycinin (Gly m 6) peptide EAFGVNMQIVR & conglycinin (Gly m Bd60 K) peptide LITLAIPVNKPGR |  | yes; calibration curve (soy protein) | ice cream | 6.3 | 2.5 |  | 250
p | Planque (2016) | MS/MRM | glycinin (Gly m 6) peptide EAFGVNMQIVR & conglycinin (Gly m Bd60 K) peptide LITLAIPVNKPGR |  | yes; calibration curve (soy protein) | tomato sauce | 2.5 | 1 |  | 500 | authors give LOQ as 5 mg/kg soybean protein/kg food, but calibration curves show different LODs for soy protein in different matrices;
p | Pilolli (2016) | MS/MRM | glycinin (Gly m 6) peptide FYLAGNQEQEFLK |  | yes; calibration curve (soy protein) | cookie | 15 | 6 |  | 50 | incurred matrix was prepared with soy flour that had been "precooked" with Tris-HCL/Tween 20. The authors call the result "allergen"; however, this is in reality a protein extraction, and I have therefore applied the LOD to the soy protein
p | Hoffmann (2017) | MS/MRM | glycinin (Gly m 6) peptide FYLAGNQEQEFLK |  | yes; calibration curve (soy protein) | meat products | 10 | 4 |  | 250
p | Croote (2017) | MS/MRM | glycinin (Gly m 6) peptide VFDGELQEGR |  | yes; calibration curve (soy protein) | wheat extract | 5 | 2 |  | 500 | protein extract in matrix; result coverted by authors to ppm soy/food; food survey performed
p | Planque (2017) | MS/MRM | glycinin (Gly m 6) peptide EAFGVNMQIVR & conglycinin (Gly m Bd60 K) peptide LITLAIPVNKPGR |  | yes; calibration curve (soy protein) | cookie | 12.5 | 5 |  | 50 | incurred matrix prepared with soy flour, calibration with regard to calcultated protein content
p | Planque (2017) | MS/MRM | glycinin (Gly m 6) peptide EAFGVNMQIVR & conglycinin (Gly m Bd60 K) peptide LITLAIPVNKPGR |  | yes; calibration curve (soy protein) | ice cream | 12.5 | 5 |  | 50
p | Planque (2017) | MS/MRM | glycinin (Gly m 6) peptide EAFGVNMQIVR & conglycinin (Gly m Bd60 K) peptide LITLAIPVNKPGR |  | yes; calibration curve (soy protein) | chocolate | 12.5 | 5 |  | 50
p | Planque (2017) | MS/MRM | glycinin (Gly m 6) peptide EAFGVNMQIVR & conglycinin (Gly m Bd60 K) peptide LITLAIPVNKPGR |  | yes; calibration curve (soy protein) | tomato sauce | 2.5 | 1 |  | 500 | authors give LOQ as 5 mg/kg soybean protein/kg food, but calibration curves show different LODs for soy protein in different matrices
p | Gu (2018) | MS/MRM | glycinin (G1) peptide VLIVPQNFVVAAR & conglycinin (beta, beta-chain) peptide TISSEDEPFNLR |  | yes; calibration curve (soy ) | chocolate | 0.4 | 0.16 |  | 500 | recovery with incurred soy in chocolate
legend
| p | published method (not kit)
| c | commercially available kit
| p of c | peer reviewed publication of commercially available kit(s)
| C(G)E | capillary (gel) electrophoresis
| C-ELISA | competitive ELISA
| ELISA | enzyme-linked immunosorbent assay
| GE | gel electrohoresis
| HPLC | high performance liquid chromatography
| HR | high resolution
| LPA | ligation dependent probe amplification
| MRM | multiple-reaction monitoring
| MS | mass spectrometry
| MS3 | triple-stage based mass spectrometry
| PCR | polymerase chain reaction
| qPCR | real-time PCR (quantitative PCR)
| RPA | recombinase polymerase amplification
| S-ELISA | sandwich-type ELISA
| SRM | selected-reaction monitoring
| TOF | time of flight
| highlighted LOD | original data
| non-highlighted LOD | converted data
References
Abd El-Nasser, M., Labieb, H.Y., Abd El-Aziz, D.M., 2010. Detection of native and modified soybean in some meat products in Assiut city, Egypt. Ass. Univ. Bull. Environ. Res. 13,27-35
Bauer, T., Kirschbaum, K., Panter, S., Kenk, M., Bergemann, J., 2011. Sensitive detection of soy (Glycine max) by real-time polymerase chain reaction targeting the mitochondrial atpA gene. J. AOAC Int. 94, 1863-1873.
Bošiak, M., Židek , R., Golian, J., 2009. Soy quantification in food products by real-time polymerase chain reaction. Potravinárstvo (Slovak Republic). 3, 3-5.
Cheng, F., Wu, J., Zhang, J., Pan, A., Quan, S., Zhang, D., Kim, H., Li, X., Zhou, S., Yang, L., 2016. Development and inter-laboratory transfer of a decaplex polymerase chain reaction assay combined with capillary electrophoresis for the simultaneous detection of ten food allergens. Food Chem. 199, 799-808.
Croote, D. ,Quake, S.R., 2016. Food allergen detection by mass spectrometry: the role of systems biology. NPJ Syst. Biol. Appl. 2, 16022.
Espiñeira, M., Herrero, B., Vieites, J.M., Santaclara, F.J., 2010. Validation of end-point and real-time PCR methods for the rapid detection of soy allergen in processed products. Food Addit. Contam. A, 27, 426-432.
Galan, A.M., Brohée, M., de Andrade Silva, E., van Hengel, A.J., Chassaigne, H., 2011. Development of a real-time PCR method for the simultaneous detection of soya and lupin mitochondrial DNA as markers for the presence of allergens in processed food. Food Chem. 127, 834-841.
Gomaa, A., Boye, J., 2015. Simultaneous detection of multi-allergens in an incurred food matrix using ELISA, multiplex flow cytometry and liquid chromatography mass spectrometry (LC-MS). Food Chem. 175, 585-592.
Gryson, N., Messens, K., Dewettinck, K., 2008. PCR detection of soy ingredients in bread. Eur. Food Res. Technol. 227, 345-351.
Gu, S., Chen, N., Zhou, Y., Zhao, C., Zhan. L., Qu, L., Cao, C., Han, L., Deng, X., Ding, T., Song, C., Ding, Y., 2018. A rapid solid-phase extraction combined with liquid chromatography-tandem mass spectrometry for simultaneous screening of multiple allergens in chocolates. Food Control. 84, 89-96.
Heick, J., Fischer, M., Kerbach, S., Tamm, U., Popping, B., 2011a. Application of a liquid chromatography tandem mass spectrometry method for the simultaneous detection of seven allergenic foods in flour and bread and comparison of the method with commercially available ELISA test kits. J. AOAC Int., 94, 1060-1068.
Heick, J., Fischer, M., Popping, B., 2011b. First screening method for the simultaneous detection of seven allergens by liquid chromatography mass spectrometry. J. Chromatogr. A. 1218, 938-943.
Hirao, T., Watanabe, S., Temmei, Y., Hiramoto, M., Kato, H., 2009. Qualitative polymerase chain reaction methods for detecting major food allergens (peanut, soybean, and wheat) by using internal transcribed spacer region. J. AOAC Int. 92, 1464-1471.
Hoffmann, B., Münch, S., Schwägele, F., Neusüß, C., Jira, W., 2017. A sensitive HPLC-MS/MS screening method for the simultaneous detection of lupine, pea, and soy proteins in meat products. Food Control. 71, 200-209
Huschek, G., Bönick, J., Löwenstein, Y., Sievers, S., Rawel, H., 2016. Quantification of allergenic plant traces in baked products by targeted proteomics using isotope marked peptides. Lwt. 74, 286-293.
James, D., Schmidt, A.M., 2004. Use of an intron region of a chloroplast tRNA gene (trnL) as a target for PCR identification of specific food crops including sources of potential allergens. Food Res. Int. 37, 395-402.
Jiang, T.L., Cai, Q.F., Shen, J.D., Huang, M.J., Zhang, L.J., Liu, G.M., Cao, M.J., 2015. Establishment of immunological methods for the detection of soybean proteins in surimi products. LWT-Food Sci.Technol. 64, 344-349.
Köppel, R., Dvorak, V., Zimmerli, F., Breitenmoser, A., Eugster, A., Waiblinger, H.U., 2010. Two tetraplex real-time PCR for the detection and quantification of DNA from eight allergens in food', Eur. Food Res.Technol. 230, 367-374.
Köppel, R., van Velsen-Zimmerli, F., Bucher, T., 2012. Two quantitative hexaplex real-time PCR systems for the detection and quantification of DNA from twelve allergens in food. Eur. Food Res. Technol. 235, 843-852.
Kutateladze, T., Gabriadze, I., Vishnepolsky B., Karseladze, M., and Datukishvili N. 2013. 'Development of triplex PCR for simultaneous detection of maize, wheat and soybean', Food Control, 34: 698-702.
Ladenburger, E.M., Dehmer, M., Grünberg, R., Waiblinger, H.U., Stoll, D., Bergemann, J., 2018. Highly Sensitive Matrix-Independent Quantification of Major Food Allergens Peanut and Soy by Competitive Real-Time PCR Targeting Mitochondrial DNA. J. AOAC Int. 101, 170-184.
López-Calleja, I.M., García, A., Madrid, R., García, T., Martín, R., González, I., 2017. Multiplex ligation-dependent probe amplification (MLPA) for simultaneous detection of DNA from sunflower, poppy, flaxseed, sesame and soy allergenic ingredients in commercial food products. Food Control. 71, 301-310.
Luber, F., Demmel, A., Herbert, D., Hosken, A., Hupfer, C., Huber, I., Busch, U., Engel, K.H., 2014. Comparative assessment of DNA-based approaches for the quantification of food allergens. Food Chem. 160, 104-111.
Meyer, R., Chardonnens, F., Hübner, P., Lüthy, J., 1996. Polymerase chain reaction (PCR) in the quality and safety assurance of food: Detection of soya in processed meat products. Z. Lebensm. Unters. Forsch. 203, 339-344.
Monaci, L., Pilolli, R., De Angelis, E., Godula, M., Visconti, A., 2014. Multi-allergen detection in food by micro high-performance liquid chromatography coupled to a dual cell linear ion trap mass spectrometry. J. Chromatogr. A. 1358, 136-144.
Monaci, L., Pilolli, R., De Angelis, E., Carone, R., Pascale, M., 2016. LC-tandem mass spectrometry as a screening tool for multiple detection of allergenic ingredients in complex foods. Acta Imeko 5, 5.
Morishita, N., Kamiya, K., Matsumoto, T., Sakai, S., Teshima, R., Urisu, A., Moriyama, T., Ogawa, T., Akiyama, H., Morimatsu, F., 2008. Reliable Enzyme-Linked Immunosorbent Assay for the Determination of Soybean Proteins in Processed Foods. J. Agric. Food Chem. 56, 6818-6824.
Morishita, N., Matsumoto, T., Morimatsu, F., Toyoda, M., 2014. Detection of Soybean Proteins in Fermented Soybean Products by Using Heating Extraction. J. Food Sci. 79, T1049-T1054.
Muratoglu, K., Yilmaz Eker, F., Ozgen Arun, O., 2016. Tüketime Hazır Dönerlerde PCR ile Soya Proteininin Aranması. Kafkas Univ. Vet. Fak. Derg. 22, 557-560.
Mustorp, S.L., Drømtorp, S.M., Holck, A.L., 2011. Multiplex, Quantitative, Ligation-Dependent Probe Amplification for Determination of Allergens in Food. J. Agric. Food Chem. 59, 5231-5239.
Pedersen, M.H., Holzhauser, T., Bisson, C., Conti, A., Jensen, L.B., Skov, P.S., Bindslev-Jensen, C., Brinch, D.S., Poulsen, L.K., 2008. Soybean allergen detection methods-A comparison study. Mol. Nutr. Food Res. 52, 1486-1496.
Piloli, R., De Angelis, E., Monaci, L.. 2017. Streamlining the analytical workflow for multiplex MS/MS allergen detection in processed foods. Food Chem. 221, 1747-1753.
Planque, M., Arnould, T., Dieu, M., Delahaut, P., Renard, P., Gillard, N., 2016. Advances in ultra-high performance liquid chromatography coupled to tandem mass spectrometry for sensitive detection of several food allergens in complex and processed foodstuffs. J. Chromatogr. A. 1464, 115-123.
Planque, M., Arnould, T., Renard, P., Delahaut, P., Dieu, M., aGillard, N., 2017. Highlight on Bottlenecks in Food Allergen Analysis: Detection and Quantification by Mass Spectrometry. J. AOAC Int. 100, 1126-1130.
Platteau C, De Loose M, De Meulenaer B, Taverniers I. 2011. Detection of Allergenic Ingredients Using Real-Time PCR: A Case Study on Hazelnut (Corylus avellena) and Soy (Glycine max). J. Agric. Food Chem.2011592010803-10814
Rodríguez-Ramírez, R., Vallejo-Cordoba, B., Mazorra-Manzano, M.A., González-Córdova, A.F., 2015. Soy detection in canned tuna by PCR and capillary electrophoresis. Anal. Methods. 7, 530-537.
Safdar, M., Junejo, Y., 2016. The development of a hexaplex-conventional PCR for identification of six animal and plant species in foodstuffs. Food Chem. 192, 745-749.
Siegel, M., Mutschler, A., Boernsen, B., Pietsch, K., Waiblinger, H.U., 2013. Food matrix standards for the quantification of allergenic food ingredients using real-time PCR. Eur. Food Res. Technol. 237, 185-197.
Soares, S., Mafra, I., Amaral, J.S., Oliveira, M.B.P.P., 2010. A PCR assay to detect trace amounts of soybean in meat sausages. Int. J. Food Sci. Technol. 45, 2581-2588.
Soares, S., Amaral, J.S., Oliveira, M.B.P.P., Marfa, I., 2014. Quantitative detection of soybean in meat products by a TaqMan real-time PCR assay. Meat Sci. 98, 41-46.
Torp, A.M., Olesen, A., Sten, E., Stahl Skov, P., Bindslev-Jensen, U., Poulsen, L.K., Bindslev-Jensen, C., Andersen S.B., 2006. Specific, semi-quantitative detection of the soybean allergen Gly m Bd 30K DNA by PCR. Food Control. 17, 30-36.
Tortajada-Genaro, L.A., Santiago-Felipe, S., Morais, S., Gabaldón, J.A., Puchades, R., Maquieira, A., 2012. Multiplex DNA Detection of Food Allergens on a Digital Versatile Disk. J. Agric. Food Chem. 60, 36-43.
Wang, W., Li, Y., Zhao, F., Chen, Y., Ge, Y., 2011. Optical thin-film biochips for multiplex detection of eight allergens in food. Food Res. Int. 44, 3229-3234.
Yamakawa, H., Hirose, T., Kuroda, M., Yamaguchi, T., 2007. Comprehensive Expression Profiling of Rice Grain Filling-Related Genes under High Temperature Using DNA Microarray. Plant Physiol. 144, 258-277.
Zhang, W., Zhao, Y., Xu, Q., Chen, Q., 2018. Development of a triplex real-time PCR for simultaneous detection of allergenic ingredients in processed food. Czech J. Food Sci. 36, 22-27.

## Hazelnut
| reference | method | target(s) | specificity: number of items tested (cross-reacts with) | quantitative response shown (read-out) | matrix | LOD (mg hazelnut.kg-1) | LOD (mg hazelnut protein.kg-1) | LoD (other units reported by source) | largest serving size [g], in which reference dose is detectable | comments
ELISA
p | Costa (2015) | S-ELISA | hazelnut proteins including Cor a 8, Cor a 9 and Cor a 11 |  | yes (hazelnut protein) | chocolate | 6.4 | 1 | 4ng.ml-1 hazelnut protein in extracted sample | 50
p | Costa (2014) | same assay as above [Costa 2015]. No additional information about ELISA assay provided.
p | Koppelman (1999) | S-ELISA | hazelnut protein | >20 | yes (hazelnut protein) | chocolate spread | 1 | 0.157 | 5ng.ml-1 hazelnut protein in extracted sample | 500 | the lowest level detected in different matrices was as low as 1ppm.
p | Koppelman (1999) | S-ELISA | hazelnut protein | >20 | yes (hazelnut protein) | chocolate bar | 1 | 0.157 | 5ng.ml-1 hazelnut protein in extracted sample | 500 | the lowest level detected in different matrices was as low as 1ppm.
p | Koppelman (1999) | S-ELISA | hazelnut protein | >20 | yes (hazelnut protein) | chocolate cookie | 1 | 0.157 | 5ng.ml-1 hazelnut protein in extracted sample | 500 | the lowest level detected in different matrices was as low as 1ppm.
p | Koppelman (1999) | S-ELISA | hazelnut protein | >20 | yes (hazelnut protein) | muesli cookie | 1 | 0.157 | 5ng.ml-1 hazelnut protein in extracted sample | 500 | the lowest level detected in different matrices was as low as 1ppm.
p | Koppelman (1999) | S-ELISA | hazelnut protein | >20 | yes (hazelnut protein) | cake | 1 | 0.157 | 5ng.ml-1 hazelnut protein in extracted sample | 500 | the lowest level detected in different matrices was as low as 1ppm.
p | Holzhauser (1999) | S-ELISA | hazelnut protein | >30 | yes (hazelnut protein) | whole-milk chocolate | 0.45 | 0.07 |  | 500
p | Holzhauser (1999) | S-ELISA | hazelnut protein | >30 | yes (hazelnut protein) | half-bitter chocolate | 0.7 | 0.11 |  | 500
p | Holzhauser (1999) | S-ELISA | hazelnut protein | >30 | yes (hazelnut protein) | chocolate dragees | 0.51 | 0.08 |  | 500
p | Holzhauser (1999) | S-ELISA | hazelnut protein | >30 | yes (hazelnut protein) | chocolate bar-candy cream I | 1.15 | 0.18 |  | 500
p | Holzhauser (1999) | S-ELISA | hazelnut protein | >30 | yes (hazelnut protein) | chocolate bar-candy cream II | 0.19 | 0.03 |  | 500
p | Holzhauser (1999) | S-ELISA | hazelnut protein | >30 | yes (hazelnut protein) | white chocolate I | 0.38 | 0.06 |  | 500
p | Holzhauser (1999) | S-ELISA | hazelnut protein | >30 | yes (hazelnut protein) | breakfast cereal bar | 0.32 | 0.05 |  | 500
p | Holzhauser (1999) | S-ELISA | hazelnut protein | >30 | yes (hazelnut protein) | ice cream-vanilla-cinnamon-peanut | 0.45 | 0.07 |  | 500
p | Holzhauser (1999) | S-ELISA | hazelnut protein | >30 | yes (hazelnut protein) | puffed corn-peanut flavored | 2.75 | 0.43 |  | 50
p | Holzhauser (1999) | S-ELISA | hazelnut protein | >30 | yes (hazelnut protein) | potato snack-paprika-flavored | 0.58 | 0.09 |  | 500
p | Holzhauser (1999) | S-ELISA | hazelnut protein | >30 | yes (hazelnut protein) | snack-asian nuts | 1.1 | 0.17 |  | 500
p | Holzhauser (2002) | same assay as above [Holzhauser 1999]. 1ppm suggested to limit potential for false positives due to cross reactivity. |  |  |  |  | 6.4 | 1 |  | 50
p | Kiening (2005) | S-ELISA | hazelnut | >20 | yes (hazelnut) | cookies | 0.4 | 0.0628 |  | 500
p | Kiening (2005) | S-ELISA | hazelnut | >20 | yes (hazelnut) | ice cream | 0.2 | 0.0314 |  | 500
p | Kiening (2005) | S-ELISA | hazelnut | >20 | yes (hazelnut) | dark chocolate | 0.8 | 0.1256 |  | 500
p | Kiening (2005) | S-ELISA | hazelnut | >20 | yes (hazelnut) | milk chocolate | 1.2 | 0.1884 |  | 500
p | Kiening (2005) | S-ELISA | hazelnut | >20 | yes (hazelnut) | breakfast cereals | 0.6 | 0.0942 |  | 500
p of c | Garber (2010) | Veratox (Neogen) |  |  | yes (hazelnut) | oatmeal | 1.4 | 0.2198 |  | 250
p of c | Garber (2010) | Veratox (Neogen) |  |  | yes (hazelnut) | chocolate | 1 | 0.157 |  | 500
p of c | Garber (2010) | Veratox (Neogen) |  |  | yes (hazelnut) | baked muffin | 6 | 0.942 |  | 50
p of c | Garber (2010) | Ridascreen (R Biopharm) |  |  | yes (hazelnut) | oatmeal | 2 | 0.314 |  | 250
p of c | Garber (2010) | Ridascreen (R Biopharm) |  |  | yes (hazelnut) | chocolate | 1 | 0.157 |  | 500
p of c | Garber (2010) | Ridascreen (R Biopharm) |  |  | yes (hazelnut) | baked muffin | 2 | 0.314 |  | 250
p of c | Garber (2010) | ELISA systems hazelnut |  |  | yes (hazelnut) | oatmeal | 6 | 0.942 |  | 50
p of c | Garber (2010) | ELISA systems hazelnut |  |  | yes (hazelnut) | chocolate | 8 | 1.256 |  | 50
p of c | Garber (2010) | ELISA systems hazelnut |  |  | yes (hazelnut) | baked muffin | 38 | 5.966 |  | 5
p of c | CuCu (2011) | Veratox (Neogen) |  |  | yes (hazelnut protein) |  |  |  | 4ng.ml-1 hazelnut protein in sample
p of c | CuCu (2011) | Ridascreen (R Biopharm) |  |  | yes (hazelnut protein) |  |  |  | 4ng.ml-1 hazelnut protein in sample
p of c | CuCu (2011) | Biokits |  |  | yes (hazelnut protein) |  |  |  | 4ng.ml-1 hazelnut protein in sample
p of c | CuCu (2011) | Hazelnut residue (ELISA systems) |  |  | yes (hazelnut protein) |  |  |  | 4ng.ml-1 hazelnut protein in sample
p of c | Platteau (2011c) | Veratox (Neogen) |  |  | yes (hazelnut flour) | wheat flour | 1 | 0.157 |  | 500 | the lowest incurred amount was 1ppm
p of c | Platteau (2011c) | Veratox (Neogen) |  |  | yes (hazelnut flour) | wheat flour and sugar | 1 | 0.157 |  | 500 | the lowest incurred amount was 1ppm
p of c | Platteau (2011c) | Veratox (Neogen) |  |  | yes (hazelnut flour) | cookie dough | 1 | 0.157 |  | 500 | the lowest incurred amount was 1ppm
p of c | Platteau (2011c) | Veratox (Neogen) |  |  | yes (hazelnut flour) | cookies | 1 | 0.157 |  | 500 | the lowest incurred amount was 1ppm
p of c | Platteau (2011c) | Biokits hazelnut assay |  |  | yes (hazelnut flour) | wheat flour | 1 | 0.157 |  | 500 | the lowest incurred amount was 1ppm
p of c | Platteau (2011c) | Biokits hazelnut assay |  |  | yes (hazelnut flour) | wheat flour and sugar | 1 | 0.157 |  | 500 | the lowest incurred amount was 1ppm
p of c | Platteau (2011c) | Biokits hazelnut assay |  |  | yes (hazelnut flour) | cookie dough | 1 | 0.157 |  | 500 | the lowest incurred amount was 1ppm
p of c | Platteau (2011c) | Biokits hazelnut assay |  |  | yes (hazelnut flour) | cookies | 1 | 0.157 |  | 500 | the lowest incurred amount was 1ppm
p | Ben Rejeb (2005) | C-ELISA | hazelnut | >20 | yes (hazelnut) | milk chocolate | 1 | 0.157 |  | 500
p | Ben Rejeb (2005) | C-ELISA | hazelnut | >20 | yes (hazelnut) | dark chocolate | 1 | 0.157 |  | 500
p of c | Platteau (2013) | Ridascreen (R Biopharm) |  |  | yes (hazelnut protein) | sunflower oil |  |  | 4ng.ml-1 of hazelnut protein in sample
p of c | Platteau (2013) | Veratox (Neogen) |  |  | yes (hazelnut protein) | sunflower oil |  |  | 3.2ng.ml-1 of hazelnut protein in sample
p of c | Platteau (2013) | Hazelnut residue (ELISA systems) |  |  | yes (hazelnut protein) | sunflower oil |  |  | 8ng.ml-1 of hazelnut protein in sample
p of c | Platteau (2013) | Biokits hazelnut assay |  |  | yes (hazelnut protein) | sunflower oil
p | Blais (2001) | S-ELISA | hazelnut protein | <10 | yes (hazelnut) | oatmeal cookies | 3.2 | 0.5 |  | 50
p | Blais (2001) | S-ELISA | hazelnut protein | <10 | yes (hazelnut) | fruit bar | 6.4 | 1 |  | 50
p | Blais (2001) | S-ELISA | hazelnut protein | <10 | yes (hazelnut) | almond granola bar | 6.4 | 1 |  | 50
p | Blais (2001) | S-ELISA | hazelnut protein | <10 | yes (hazelnut) | apple granola bar | 3.2 | 0.5 |  | 50
p | Blais (2001) | S-ELISA | hazelnut protein | <10 | yes (hazelnut) | honey nut breakfast cereals | 1.6 | 0.25 |  | 250
p | Blais (2001) | S-ELISA | hazelnut protein | <10 | yes (hazelnut) | ice cream | 1.6 | 0.25 |  | 250
p | Blais (2001) | S-ELISA | hazelnut protein | <10 | yes (hazelnut) | cake mix | 0.77 | 0.12 |  | 500
p | Blais (2001) | S-ELISA | hazelnut protein | <10 | yes (hazelnut) | muesli | 3.2 | 0.5 |  | 50
p | Blais (2001) | S-ELISA | hazelnut protein | <10 | yes (hazelnut) | milk chocolate | 1.6 | 0.25 |  | 250
c | Veratox for Hazelnut Allergen (Neogen) |  |  |  |  | suggested: cookies | 2.5 | 0.3925 |  | 250
c | Veratox for Hazelnut Allergen (Neogen) |  |  |  |  | suggested: crackers | 2.5 | 0.3925 |  | 250
c | Veratox for Hazelnut Allergen (Neogen) |  |  |  |  | suggested: chocolate bars | 2.5 | 0.3925 |  | 250
c | Veratox for Hazelnut Allergen (Neogen) |  |  |  |  | suggested: ice cream | 2.5 | 0.3925 |  | 250
c | Veratox for Hazelnut Allergen (Neogen) |  |  |  |  | suggested: cereals | 2.5 | 0.3925 |  | 250
c | AgraQuant ELISA Hazelnut (Romer Laboratories) | [5 empty] | 1 | 0.157 |  |  | no matrices provided
c | RIDASCREEN FAST Hazelnut (R-Biopharm) | S-ELISA | hazelnut proteins | >3 (sunflower seeds, linseeds, almonds) |  | suggested: cereals | 1.5 | 0.2355 |  | 250
c | RIDASCREEN FAST Hazelnut (R-Biopharm) | S-ELISA | hazelnut proteins | >3 (sunflower seeds, linseeds, almonds) |  | suggested: bakery products | 1.5 | 0.2355 |  | 250
c | RIDASCREEN FAST Hazelnut (R-Biopharm) | S-ELISA | hazelnut proteins | >3 (sunflower seeds, linseeds, almonds) |  | suggested: ice cream | 1.5 | 0.2355 |  | 250
c | RIDASCREEN FAST Hazelnut (R-Biopharm) | S-ELISA | hazelnut proteins | >3 (sunflower seeds, linseeds, almonds) |  | suggested: chocolate | 1.5 | 0.2355 |  | 250
c | Hazelnut residue (ELISA Systems) |  | hazelnut
c | Indoor Biotechnologies | S-ELISA | Cor a 9 |  | yes (Cor a 9) |  |  |  | 0.39ng.ml-1 Cor a 9
PCR
p | Holzhauser (2000) | PCR/GE | Cor a 1.04 | ≥30 | no | cookie | 10 | 1.56 |  | 50
p | Holzhauser (2000) | PCR/GE | Cor a 1.04 | ≥30 | no | cereal bar | 10 | 1.56 |  | 50
p | Holzhauser (2000) | PCR/GE | Cor a 1.04 | ≥30 | no | almond chocolate | 10 | 1.56 |  | 50
p | Holzhauser (2000) | PCR/GE | Cor a 1.04 | ≥30 | no | milk chocolate | 10 | 1.56 |  | 50
p | Holzhauser (2000) | PCR/GE | Cor a 1.04 | ≥30 | no | half-bitter chocolate | 10 | 1.56 |  | 50
p | Holzhauser (2002) | PCR/ELISA | Cor a 1.04 | ≥30 | no | cream dessert | 1.28 | 0.2 | 1 copy DNA target | 250 | compared to hazelnut ELISA results
p | Holzhauser (2002) | PCR/ELISA | Cor a 1.04 | ≥30 | no | milk chocolate | 6.4 | 1 |  | 50 | compared to hazelnut ELISA results
p | Holzhauser (2002) | PCR/ELISA | Cor a 1.04 | ≥30 | no | bitter chocolate | 6.4 | 1 |  | 50 | compared to hazelnut ELISA results
p | Holzhauser (2002) | PCR/ELISA | Cor a 1.04 | ≥30 | no | muesli | 6.4 | 1 |  | 50 | compared to hazelnut ELISA results
p | Herman (2003) | PCR/GE | nad1 | ≥40 | no | chocolate | 10 | 1.56 |  | 50
p | Germini (2005) | PCR/HPLC | Cor a 1.03 | ≥10 | no | muesli |  |  | 5pg genomic DNA
p | Arlorio (2007) | qPCR | Cor a 1.04 | ≥10 | yes |  |  |  | 100pg genomic DNA
p | Bettazzi (2008) | PCR/array | Cor a 1.03, Cor a 1.04 |  | no |  |  |  | 0.1-0.3nmol.L-1
p | Piknova (2008) | qPCR | hsp1 | <10 | yes | pastry | 100 | 15.63 | 13pg hazelnut DNA | 5
p | D'Andrea (2009) | qPCR | Cor a 8 | ≥10 | yes | wheat flour | 10 | 1.56 | 20 copies genomic DNA | 50
p | Ehlert (2009) | LPA/PCR/CE | Cor a 1.04 | ≥40 | no | chocolate | 5 | 0.78 |  | 50
p | Ehlert (2009) | LPA/PCR/CE | Cor a 1.04 | ≥40 | no | walnut cookie | 100 | 15.63 |  | 5
p | Schöringhumer (2009) | qPCR | Cor a 1 | ≥20 | yes | cookie | 50 | 7.81 |  | 5
p | Köppel (2010) | qPCR | Cor a 1 | ≥40 (peach) | no | rice cookie | 10 to 50 | 1.56 to 7.81 |  | 5
p | Pafundo (2010) | qPCR |  | ≥10 | no | DNA |  |  | 5pg hazelnut DNA
p | Wang (2011) | PCR/array | Cor a 13 | <10 | no
p | Platteau (2011b) | two qPCR assays | Cor a 1, Cor a 8 | ≥20 | no |  |  |  | 3.2pg hazelnut DNA
p | Platteau (2011c) | qPCR | Cor a 8 |  | yes | wheat flour | 10 | 1.56 |  | 50
p | Platteau (2011c) | qPCR | Cor a 8 |  | yes | incurred flour | 10 | 1.56 |  | 50
p | Platteau (2011c) | qPCR | Cor a 8 |  | yes | dough | 1 | 0.16 |  | 500
p | Platteau (2011c) | qPCR | Cor a 8 |  | yes | cookie | 100 | 15.63 |  | 5
p | Platteau (2011a ) | qPCR | Cor a 1, Cor a 8 |  | yes | wheat flour | 10 | 1.56 |  | 50
p | Platteau (2011a ) | qPCR | Cor a 1, Cor a 8 |  | yes | dough | 1 | 0.16 |  | 500
p | Platteau (2011a ) | qPCR | Cor a 1, Cor a 8 |  | yes | cookie | 100 | 15.63 |  | 5
p | Mustorp (2011) | LPA/PCR/CE | Cor a 1.04 | ≥30 | no |  |  |  | 1.4ng hazelnut DNA
p | Köppel (2012) | qPCR | Cor a 1 | ≥40 | yes | sausage | 32 | 5 |  | 5
p | Köppel (2012) | qPCR | Cor a 1 | ≥40 | yes | rice cookie | 5 | 0.78 |  | 50
p | Costa (2012) | qPCR | HSP1 | ≥20 | yes | wheat | 50 | 7.81 | 0.5pg hazelnut DNA | 5
p | Iniesto (2013) | qPCR | Cor a 9, Cor a 11, Cor a 13 | <10 | no | peanut | 1 | 0.16 |  | 500
p | Tortajado-Genaro (2012) | PCR/ELISA | Cor a 1 | <10 | no |  |  |  | diluted DNA
p | Janska (2013) | qPCR | HSP1 | <10 | yes
p | Madesis (2013) | qPCR | trnL | ≥10 | yes | biscuit | 100 | 15.62 |  | 5
p | Lopez-Calleja (2013) | qPCR | ITS1 | ≥30 | yes | wheat flour | 0.1 | 0.016 |  | 500
p | Vietina (2013) | qPCR |  |  | no |  |  |  | 10% hazelnut oil in olive oil
p | Costa (2014) | qPCR | ref. to Costa (2012) |  | yes | chocolate | 50 | 7.81 |  | 5
p | Köppel (2014) | qPCR | ref. to Köppel (2010) |  | no
p | Rencova (2014) | PCR/GE | Cor a 1 | ≥30 | no | wheat flour | 10 | 1.56 |  | 50
p | Santiago-Felipe (2014) | RPA/ELISA | Cor a 1 |  | no |  |  |  | 1,29 mg hazelnut.kg-1 simulated from diluted hazelnut DNA in wheat DNA
p | Costa (2015) | qPCR | ref. to Picnova (2008) |  | yes | chocolate | 50 | 7.81 |  | 5
p | Houhoula (2015) | qPCR | ref. to Schöringhumer (2009) | ≥100 | no
p | Cheng (2016) | PCR/CE | Cor a 1 | ≥10 | no | maize powder | 50 | 7.81 |  | 5
p | Montiel (2017) | PCR/biosensor | Cor a 9 | <10 | yes |  |  |  | 20pg hazelnut DNA
p | Christopoulou (2018) | PCR/array | Cor a 1 | <10 | yes | cookie | 100 | 15.6 | 1.4pM PCR product | 5
c | Generon, SPECIALfinder HAZELNUT Assay | qPCR |  | ≥100 | no | maize | 1000 | 156 | ≤ 1-10 copies; 25fg hazelnut DNA;
c | Biotecon Diagnostics, foodproof Hazelnut Kit | qPCR (R30262) |  | ≥90 | yes | ice cream | 0.8 | 0.13 |  | 500
c | Biotecon Diagnostics, foodproof Hazelnut Kit | qPCR (R30262) |  | ≥90 | yes | chocolate | 1.3 | 0.2 |  | 250
c | R-Biopharm SureFood Allergen 4plex | qPCR (S3402) |  | ≥30 | no | maize | 1 | 0.156 |  | 500
c | R-Biopharm SureFood ALLERGEN QUANT Hazelnut | qPCR (S3202) |  |  | yes | corn flour | 0.4 | 0.06 |  | 500
p of c | R-Biopharm SureFood Hazelnut (Ehlert 2009) | qPCR |  |  |  | chocolate | 10 | 1.56 |  | 50
p of c | R-Biopharm SureFood Hazelnut (Ehlert 2009) | qPCR |  |  |  | walnut cookie | 10 | 1.56 |  | 50
c | PCRmax Ltd Corylus avellana | qPCR |  |  | yes |  |  |  | < 100 copies
c | 4LAB Diagnostics (gentaur, incura) Hazelnut DNA Detection Kit | qPCR (IC-02-1031) |  | ≥50 | yes |  |  |  | 1 copy (0.48pg) DNA
c | biolytix HAZELNUT STRIPKit | qPCR
c | Innosieve Diagnsotics BV QuickBlue Corylus avellana | qPCR (ID 12401)
c | GEN-IAL First-Hazelnut PCR Kit | qPCR (PHAZ) | Cor a 1 | ≥20 | yes | soy meal | 100 | 15.63 |  | 5
MS
p | Bignardi (2010) | MS/MRM | Cor a 9 |  | calibration curve | breakfast cereal | 30 | 4.6875 |  | 5
p | Bignardi (2010) | MS/MRM | Cor a 9 |  | calibration curve | biscuit | 35 | 5.4688 |  | 5
p | Heick (2011) | MS/MRM | Cor a 9 |  | calibration curve | bread | 5 | 0.78125 |  | 50
p | Pilolli (2017) | MS/MRM | Cor a 9 |  | calibration curve | cookie | 7 | 1.0938 |  | 50
p | Korte (2016) | MS3 | Cor a 9 |  | calibration curve | bread | 1 | 0.15625 |  | 500
p | Korte (2016) | MS3 | Cor a 9 |  | calibration curve | ice cream | 3 | 0.46875 |  | 50
p | Korte (2016) | MS3 | Cor a 9 |  | calibration curve | milk chocolate | 3 | 0.46875 |  | 50
p | Korte (2016) | MS3 | Cor a 9 |  | calibration curve | bread | 3 | 0.46875 |  | 50
p | Korte (2016) | MS3 | Cor a 9 |  | calibration curve | bread | 1 | 0.15625 |  | 500
p | Korte (2016) | MS3 | Cor a 9 |  | calibration curve | ice cream | 1 | 0.15625 |  | 500
p | Korte (2016) | MS3 | Cor a 9 |  | calibration curve | milk chocolate | 10 | 1.5625 |  | 50
p | Bignardi (2013) | MS/MRM | Cor a 9 |  | calibration curve | biscuit | 1.3 | 0.20312 |  | 250
p | Bignardi (2013) | MS/MRM | Cor a 9 |  | calibration curve | dark chocolate | 14 | 2.1875 |  | 5
legend
| p | published method (not kit)
| c | commercially available kit
| p of c | peer reviewed publication of commercially available kit(s)
| C(G)E | capillary (gel) electrophoresis
| C-ELISA | competitive ELISA
| ELISA | enzyme-linked immunosorbent assay
| GE | gel electrohoresis
| HPLC | high performance liquid chromatography
| HR | high resolution
| LPA | ligation dependent probe amplification
| MRM | multiple-reaction monitoring
| MS | mass spectrometry
| MS3 | triple-stage based mass spectrometry
| PCR | polymerase chain reaction
| qPCR | real-time PCR (quantitative PCR)
| RPA | recombinase polymerase amplification
| S-ELISA | sandwich-type ELISA
| SRM | selected-reaction monitoring
| TOF | time of flight
| highlighted LOD | original data
| non-highlighted LOD | converted data
References
Arlorio, M., E. Cereti, J. D. Coïsson, F. Travaglia, and A. Martelli. 2007. 'Detection of hazelnut (Corylus spp.) in processed foods using real-time PCR', Food Control, 18: 140-48.
Ben Rejeb, S., M. Abbott, D. Davies, C. Cléroux, and P. Delahaut. 2005. 'Multi-allergen screening immunoassay for the detection of protein markers of peanut and four tree nuts in chocolate', Food Additives and Contaminants, 22: 709-15.
Bettazzi, F., Lucarelli, F., Palchetti, I., Berti, F., Marrazza, G., and Mascini, M. 2008. 'Disposable electrochemical DNA-array for PCR amplified detection of hazelnut allergens in foodstuffs', Analytica Chimica Acta, 614: 93-102.
Bignardi, C., L., Elviri, A., Penna, M., Careri, and A. Mangia. 2010. 'Particle-packed column versus silica-based monolithic column for liquid chromatography–electrospray-linear ion trap-tandem mass spectrometry multiallergen trace analysis in foods', Journal of Chromatography A, 1217: 7579-85.
Bignardi, C., M., Mattarozzi, A., Penna, S., Sidoli, L., Elviri, M., Careri, and A. Mangia. 2013. 'A Rapid Size-Exclusion Solid-Phase Extraction Step for Enhanced Sensitivity in Multi-Allergen Determination in Dark Chocolate and Biscuits by Liquid Chromatography–Tandem Mass Spectrometry', Food Analytical Methods, 6: 1144-52.
Blais, B. W., and L. Phillippe. 2001. 'Detection of hazelnut proteins in foods by enzyme immunoassay using egg yolk antibodies', J Food Prot, 64: 895-8.
Cheng, F., J., Wu, J., Zhang, A., Pan, S., Quan, D., Zhang, H.Y., Kim, X., Li, S., Zhou, and L. Yang. 2016. 'Development and inter-laboratory transfer of a decaplex polymerase chain reaction assay combined with capillary electrophoresis for the simultaneous detection of ten food allergens', Food Chemistry, 199: 799-808.
Christopoulou, S., Karaiskou, S., Kalogianni, D.P., 2018. Microbead-based simultaneous fluorometric detection of three nut allergens. Microchim. Acta. 185.
Costa, J., I., Mafra, T., Kuchta, and M.B.P.P. Oliveira. 2012. 'Single-Tube Nested Real-Time PCR as a New Highly Sensitive Approach to Trace Hazelnut', Journal of Agricultural and Food Chemistry, 60: 8103-10.
Costa, J., P., Ansari, I., Mafra, M. B.P.P., Oliveira, and . Baumgartner. 2014. 'Assessing hazelnut allergens by protein- and DNA-based approaches: LC-MS/MS, ELISA and real-time PCR', Analytical and Bioanalytical Chemistry, 406: 2581-90.
Costa, J., V.S., Melo, C.G. Santos, M.B.P.P. Oliveira, and I. Mafra. 2015. 'Tracing tree nut allergens in chocolate: A comparison of DNA extraction protocols', Food Chemistry, 187: 469-76.
Cucu, T., B.,Devreese, B., Kerkaert, M., Rogge, L., Vercruysse, and B. De Meulenaer. 2011. 'ELISA-Based Detection of Soybean Proteins: A Comparative Study Using Antibodies Against Modified and Native Proteins', Food Analytical Methods, 5: 1121-30.
D’Andrea, M., J.D., Coïsson, F., Travaglia, C., Garino, and M. Arlorio. 2009. 'Development and Validation of a SYBR-Green I Real-Time PCR Protocol To Detect Hazelnut (Corylus avellana L.) in Foods through Calibration via Plasmid Reference Standard', Journal of Agricultural and Food Chemistry, 57: 11201-08.
Ehlert, A., A., Demmel, C., Hupfer, U., Busch, and K.-H. Engel. 2009. 'Simultaneous detection of DNA from 10 food allergens by ligation-dependent probe amplification', Food Additives & Contaminants: Part A, 26: 409-18.
Garber, E.A.E., and J. Perry. 2010. 'Detection of hazelnuts and almonds using commercial ELISA test kits', Analytical and Bioanalytical Chemistry, 396: 1939-45.
Germini, A., E., Scaravelli, F., Lesignoli, S., Sforza, R., Corradini, and R. Marchelli. 2005. 'Polymerase chain reaction coupled with peptide nucleic acid high-performance liquid chromatography for the sensitive detection of traces of potentially allergenic hazelnut in foodstuffs', European Food Research and Technology, 220: 619-24.
Heick, J., M. Fischer, and B. Popping. 2011. 'First screening method for the simultaneous detection of seven allergens by liquid chromatography mass spectrometry', J Chromatogr A, 1218: 938-43.
Herman, L., J., De Block, and R. Viane. 2003. 'Detection of hazelnut DNA traces in chocolate by PCR', International Journal of Food Science and Technology, 38: 633-40.
Holzhauser, T., and S. Vieths. 1999. 'Indirect competitive ELISA for determination of traces of peanut (Arachis hypogaea L.) protein in complex food matrices', J Agric Food Chem, 47: 603-11.
Holzhauser, T., A. Wangorsch, and S. Vieths. 2000. 'Polymerase chain reaction (PCR) for detection of potentially allergenic hazelnut residues in complex food matrixes', European Food Research and Technology, 211: 360-65.
Holzhauser, T., O., Stephan, and S. Vieths. 2002. 'Detection of Potentially Allergenic Hazelnut (Corylus avellana) Residues in Food: A Comparative Study with DNA PCR-ELISA and Protein Sandwich-ELISA', Journal of Agricultural and Food Chemistry, 50: 5808-15.
Houhoula, D.P., Lagou, K., Varvaresou, M., Giannakourou, M., Bratakos, S.M., Lougovois, V., Tsaknis, J., Koussissis, S., 2015. Food safety and label claims for hazelnut allergy traces: evaluation of two PCR assays. Czech J. Food Sci. 33, 410-415.
Iniesto, E., A. Jimenez, N. Prieto, B. Cabanillas, C. Burbano, M. M. Pedrosa, J. Rodriguez, M. Muzquiz, J. F. Crespo, C. Cuadrado, and R. Linacero. 2013. 'Real Time PCR to detect hazelnut allergen coding sequences in processed foods', Food Chem, 138: 1976-81.
Janská, V., L. Piknová, and T. Kuchta. 2013. 'Quantification of Hazelnut Content in Fillings of Cakes and Wafers Using Real-Time Polymerase Chain Reaction', Food Analytical Methods, 6: 1492-95.
Kiening, M., R., Niessner, E., Drs, S., Baumgartner, R., Krska, M., Bremer, V., Tomkies, P., Reece, C., Danks, U., Immer, and M.G. Weller. 2005. 'Sandwich Immunoassays for the Determination of Peanut and Hazelnut Traces in Foods', Journal of Agricultural and Food Chemistry, 53: 3321-27.
Köppel, R., V., Dvorak, F., Zimmerli, A., Breitenmoser, A., Eugster, and H.-U. Waiblinger. 2010. 'Two tetraplex real-time PCR for the detection and quantification of DNA from eight allergens in food', European Food Research and Technology, 230: 367-74.
Köppel, R., F., van Velsen-Zimmerli, and T. Bucher. 2012. 'Two quantitative hexaplex real-time PCR systems for the detection and quantification of DNA from twelve allergens in food', European Food Research and Technology, 235: 843-52.
Köppel, R., J,. Rentsch, J., Ruf, A., Eugster, C., Graf, N., Felderer, K., Pietsch, and E. Ilg. 2014. 'Results of an International Interlaboratory Trial to Determine Twelve Allergens Using Real-time PCR- and ELISA-based Assays', CHIMIA International Journal for Chemistry, 68: 721-25.
Koppelman, S.J., A.C., Knulst, W.J., Koers, A.H., Penninks, H., Peppelman, R., Vlooswijk, I., Pigmans, G., van Duijn, and M. Hessing. 1999. 'Comparison of different immunochemical methods for the detection and quantification of hazelnut proteins in food products', Journal of Immunological Methods, 229: 107-20.
Korte, R., S., Lepski, and J. Brockmeyer. 2016. 'Comprehensive peptide marker identification for the detection of multiple nut allergens using a non-targeted LC–HRMS multi-method', Analytical and Bioanalytical Chemistry, 408: 3059-69
López-Calleja, I.M., S., de la Cruz, N., Pegels, I., González, T., García, and R. Martín. 2013. 'High resolution TaqMan real-time PCR approach to detect hazelnut DNA encoding for ITS rDNA in foods', Food Chemistry, 141: 1872-80.
Madesis, P., I., Ganopoulos, I., Bosmali, and A. Tsaftaris. 2013. 'Barcode High Resolution Melting analysis for forensic uses in nuts: A case study on allergenic hazelnuts (Corylus avellana)', Food Research International, 50: 351-60.
Montiel, V., R.M., Torrente-Rodríguez, G., González de Rivera, A.J., Reviejo, C., Cuadrado, R., Linacero, F.J., Gallego, S., Campuzano, and J.M. Pingarrón. 2017. 'Amperometric determination of hazelnut traces by means of Express PCR coupled to magnetic beads assembled on disposable DNA sensing scaffolds', Sensors and Actuators B: Chemical, 245: 895-902.
Mustorp, S.L., S.M. Drømtorp, and A.L. Holck. 2011. 'Multiplex, Quantitative, Ligation-Dependent Probe Amplification for Determination of Allergens in Food', Journal of Agricultural and Food Chemistry, 59: 5231-39.
Pafundo, S., M., Gullì, and N. Marmiroli. 2010. 'Multiplex real-time PCR using SYBR® GreenER™ for the detection of DNA allergens in food', Analytical and Bioanalytical Chemistry, 396: 1831-39.
Piknová, L., D., Pangallo, and T. Kuchta. 2008. 'A novel real-time polymerase chain reaction (PCR) method for the detection of hazelnuts in food', European Food Research and Technology, 226: 1155-58.
Piloli, R., E., De Angelis and L., Monaci. 2017. Streamlining the analytical workflow for multiplex MS/MS allergen detection in processed foods. Food Chem. 221, 1747-1753.
Platteau, C., B. de Meulenaer, M., de Loose and I. Taverniers. 2011a. "Detection of hazelnut in food by PCR" Communications in agricultural and applied biological sciences 76 (1), S. 93–96
Platteau, C., M., de Loose, B., de Meulenaer and I. Taverniers 2011b "Detection of allergenic ingredients using real-time PCR: a case study on hazelnut (Corylus avellena) and soy (Glycine max)" Journal of agricultural and food chemistry 59 (20), S. 10803–10814. DOI: 10.1021/jf202110f
Platteau, Celine; Loose, Marc de; Meulenaer, Bruno de; Taverniers, Isabel (2011c): Quantitative detection of hazelnut (Corylus avellana) in cookies: ELISA versus real-time PCR. In: Journal of agricultural and food chemistry 59 (21), S. 11395–11402. DOI: 10.1021/jf202167b
Platteau, C., T., Cucu, I., Taverniers, B., Devreese, Marc De Loose, and Bruno De Meulenaer. 2013. 'Effect of oxidation in the presence or absence of lipids on hazelnut and soybean protein detectability by commercial ELISA', Food and Agricultural Immunology, 24: 179-92
Renčová, E., Z., Piskatá, D., Kostelníková and B. Tremlová. 2014. 'Simultaneous detection of peanut and hazelnut allergens in food matrices using multiplex PCR method', Acta Veterinaria Brno, 83: S77-S83.
Santiago-Felipe, S., L.A.,Tortajada-Genaro, R., Puchades and A. Maquieira. 2014. Recombinase polymerase and enzyme-linked immunosorbent assay as a DNA amplification-detection strategy for food analysis. Anal. Cnhim. Acta. 811, 81-87.
Schöringhumer, K., G., Redl and M.Cichna-Markl. 2009. 'Development and Validation of a Duplex Real-Time PCR Method To Simultaneously Detect Potentially Allergenic Sesame and Hazelnut in Food', Journal of Agricultural and Food Chemistry, 57: 2126-34.
Tortajada-Genaro, L.A., S., Santiago-Felipe, S., Morais, J.A., Gabaldón, R., Puchades and Á. Maquieira. 2012. 'Multiplex DNA Detection of Food Allergens on a Digital Versatile Disk', Journal of Agricultural and Food Chemistry, 60: 36-43.
Vietina, M., C., Agrimonti and N. Marmiroli. 2013. 'Detection of plant oil DNA using high resolution melting (HRM) post PCR analysis: A tool for disclosure of olive oil adulteration', Food Chemistry, 141: 3820-26.
Wang, W., Y., Li, F., Zhao, Y., Chen and Y. Ge. 2011. 'Optical thin-film biochips for multiplex detection of eight allergens in food', Food Research International, 44: 3229-34.

## Wheat
| reference | method | target(s) | specificity: number of items tested (cross-reacts with) | quantitative response shown (read-out) | matrix | LOD (mg wheat.kg-1) | LOD (mg wheat protein.kg-1) | LoD (other units reported by source) | largest serving size [g], in which reference dose is detectable | comments
ELISA
p | Chirdo (1998) | C-ELISA | gliadin |  | no |  |  |  | 20 ng/ml gliadin
p | Chirdo (1998) | S-ELISA | gliadin |  | no |  |  |  | 1 ng/ml gliadin
p | Chirdo (1998) | C-ELISA | gliadin |  | no |  |  |  | 5 ng/ml gliadin
p | Ellis (1998) | S-ELISA | toxic A gliadin peptide (19 amino acids) | <10 (barley, rye, oats) | yes (gliadin) |  | 0.08 | 0.008 | 4 ng/ml gliadin (equivalent to 0.008 mg/100 g flour) | 500
p | Sorell (1998) | S-ELISA | prolamins extracted from wheat, rye, barley, and oats | <10 (barley, rye, oats) | yes (prolamins) |  | 23.6 | 2.36 | 1.5 mg/kg gliadin | 250
p | Yamashita (2001) | S-ELISA | Tri a Bd 17K |  | yes (Tri a Bd 17K) |  |  |  | 4 ng Tri a Bd 17K/well
p | Garcia (2003) | C-ELISA | wheat gliadins | <10 (triticale) | no |  |  |  | 80 ng/ml gliadin
p | Valdes (2003) | S-ELISA | QQPFP epitope | <10 (barley, rye) | yes (gliadin) |  | 24.6 | 2.46 | 1.56 mg/kg gliadin | 250
p | Spaenij-Dekking (2004) | C-ELISA | T-cell stimulatory α- and γ- gliadin peptides | <10 (barley, rye, triticale, oats) | yes (gluten) |  |  |  | 12 ng/ml gliadin
p | Redondo(2005) | C-ELISA | toxic A gliadin peptide (19 amino acids) | <10 (rye, barley, oats) | yes (gliadin) |  | 2 | 0.2 | 0.128 mg/kg gliadin | 500
p | Hernando (2008) | S-ELISA | QQPFP epitope | <10 | yes (gluten) |  | 23.6 | 2.36 | 1.5 mg/kg gliadin | 250
p | Moron (2008a) | C-ELISA | α-2 gliadin 33-mer peptide | <10 (barley, rye, oats) | yes (α-2 gliadin 33-mer peptide) |  | 2.6 | 0.26 | 0.33 mg/kg gluten (0.165 mg/kg gliadin) | 500
p | Moron (2008b) | S-ELISA | α-2 gliadin 33-mer peptide | <10 (barley, rye, oats) | yes (gliadin) |  | 15.7 | 1.57 | <1 mg/kg prolamin | 500
p | Moron (2008b) | C-ELISA | α-2 gliadin 33-mer peptide | <10 (barley, rye, oats) | yes (gliadin) |  | 7.9 | 0.79 | <0.5 mg/kg gliadin | 500
p | Murakami-Yamaguchi (2009) | S-ELISA | wheat non-specific lipid transfer protein (ns-LTP) | <10 (rye) | yes (ns-LTP) |  |  |  | 3 pg/ml ns-LTP
p | Mena (2012) | C-ELISA | QQPFP epitope |  | yes (gliadin) |  |  |  | 0.36 ng/ml gliadin
p | Sunwoo (2012) | S-ELISA | gliadin |  | yes (gliadin) |  |  |  | 5 ng/ml gliadin
p | Tranquet (2015) | C-ELISA | LQPEEPFPE peptide in deamidated gluten | <10 | yes (deamidated gluten) |  |  |  | 25 ng/ml deamidated gluten
p | Sajic (2017) | C-ELISA | DQ2.5-glia-α3 peptide | <10 (barley, rye) | yes (gluten) | oats | 45.7 | 4.57 | 2.9 mg/kg gliadin | 50
c | Astori Tecnica | C-ELISA | gliadin |  | yes (gliadin) |  | 15.7 | 1.57 | 1 mg/kg gliadin | 500
c | Bio-Check/Gluten-Check ELISA Kit | S-ELISA | gliadin (QQPFP epitope) | >60 (barley, rye) | yes (gluten) |  | 1.1 | 0.11 | 0.14 mg/kg gluten (0.07 mg/kg gliadin) | 500
c | Biocontrol/TRANSIA PLATE-Prolamins | S-ELISA | gliadin (QQPFP epitope) | <10 (barley, rye, triticale) | yes (gliadin) |  | 23.6 | 2.36 | 1.5 mg/kg gliadin | 250
c | Biomedal/GlutenTox ELISA Sandwich A1-G12 | S-ELISA | gliadin-33mer epitope | <10 (barley, rye, oats) | yes (gluten) |  | 4.7 | 0.47 |  | 500 | LOQ: 0.6 mg/kg gluten (0.3 mg/kg gliadin)
c | Biomedal/GlutenTox ELISA Competitive G12 | C-ELISA | gliadin-33mer epitope | <10 (barley, rye, oats) | yes (gluten) |  | 49.2 | 4.92 | 6.25 mg/kg gluten (3.125 mg/kg gliadin) | 50
c | Biomedal/GlutenTox ELISA Competitive A1 | C-ELISA | gliadin-33mer epitope | <10 (barley, rye, oats) | yes (gluten) |  | 49.2 | 4.92 | 6.25 mg/kg gluten (3.125 mg/kg gliadin) | 50
c | Diagnostic Automation/AccuDiag Gluten/Gliadin ELISA | S-ELISA | gliadin | >10 (barley, rye, triticale) | yes (gliadin) | beer | 0.5 | 0.05 | 0.03 mg/kg gliadin | 500
c | Diagnostic Automation/AccuDiag Gluten/Gliadin ELISA | S-ELISA | gliadin | >10 (barley, rye, triticale) | yes (gliadin) | others (not specified) | 5 | 0.5 | 0.3 mg/kg gliadin | 500
c | ELISA Systems/Gluten | S-ELISA | gliadin |  | yes (gliadin) |  | 7.9 | 0.79 | 0.5 mg/kg gliadin | 500
c | ELISA Technologies/ALLER-TEK Gluten Elisa Test Kit | S-ELISA | gliadin and glutenin |  | yes (gluten) |  | 39.4 | 3.94 |  | 250 | LOQ: 5 mg/kg gluten (2.5 mg/kg gliadin)
c | EuroClone/Gliadin/Gluten ELISA | S-ELISA | gliadin | >10 (barley, rye, triticale) | yes (gliadin) |  | 4.7 | 0.47 | 0.3 mg/kg gliadin | 500
c | Europroxima/Gluten-TEC ELISA | C-ELISA | α20-gliadinT-cell stimulatory epitope | <10 (barley, rye) | yes (α20-peptide) |  | 56.7 | 5.67 |  | 50 | LOQ: 3.6 mg/kg gliadin
c | Immunolab/Gliadin/Gluten ELISA | S-ELISA | gliadin | >10 (barley, rye, triticale) | yes (gliadin) | beer | 0.5 | 0.05 | 0.03 mg/kg gliadin | 500
c | Immunolab/Gliadin/Gluten ELISA | S-ELISA | gliadin | >10 (barley, rye, triticale) | yes (gliadin) | others (not specified) | 5 | 0.5 | 0.3 mg/kg gliadin | 500
c | Ingenasa/Ingezim Gluten | S-ELISA | gliadin (QQPFP epitope) | >50 (barley, rye) | yes (gliadin) |  | 23.6 | 2.36 | 3 mg/kg gluten (1.5 mg/kg gliadin) | 250
c | Ingenasa/Ingezim Gluten Quick | S-ELISA | gliadin (QQPFP epitope) |  | yes (gliadin) |  | 23.6 | 2.36 | 3 mg/kg gluten (1.5 mg/kg gliadin) | 250
c | Ingenasa/Ingezim Gluten Hidrolizado | C-ELISA | gliadin (QQPFP epitope) | >20 (barley, rye) | yes (gliadin) |  | 2 | 0.2 | 0.25 mg/kg gluten (0.125 mg/kg gliadin) | 500
c | Morinaga/Wheat (Gluten/Gliadin) ELISA Kit | S-ELISA | gliadin | >20 (barley, rye) | yes (wheat protein) |  | 3.1 | 0.31 |  | 500
c | Neogen/Veratox Quantitative Gliadin Test | S-ELISA | gliadin |  | yes (gliadin) |  | 78.7 | 7.87 |  | 50 | LOQ: 5 mg/kg gliadin
c | Neogen/Veratox Quantitative Gliadin R5 Test | S-ELISA | gliadin | >60 (barley, rye, triticale, kamut, spelt) | yes (gliadin) | bread | 9.9 | 0.99 | 0.63 mg/kg gliadin | 500
c | Neogen/Veratox Quantitative Gliadin R5 Test | S-ELISA | gliadin | >60 (barley, rye, triticale, kamut, spelt) | yes (gliadin) | rice flour | 19.3 | 1.93 | 1.23 mg/kg gliadin | 500
c | Neogen/Veratox Quantitative Gliadin R5 Test | S-ELISA | gliadin | >60 (barley, rye, triticale, kamut, spelt) | yes (gliadin) | cooked hamburger | 19.1 | 1.91 | 1.21 mg/kg gliadin | 500
c | Neogen/Veratox Quantitative Gliadin R5 Test | S-ELISA | gliadin | >60 (barley, rye, triticale, kamut, spelt) | yes (gliadin) | breakfast cereal | 34 | 3.4 | 2.16 mg/kg gliadin | 250
c | R-Biopharm/RIDASCREEN Gliadin | S-ELISA | gliadin (QQPFP epitope) | <10 (barley, rye) | yes (gliadin) |  | 7.9 | 0.79 | 0.5 mg/kg gliadin | 500
c | R-Biopharm/RIDASCREEN Fast Gliadin | S-ELISA | gliadin (QQPFP epitope) | <10 (barley, rye) | yes (gliadin) |  | 7.9 | 0.79 | 0.5 mg/kg gliadin | 500
c | R-Biopharm/RIDASCREEN Fast Gliadin Sensitive | S-ELISA | gliadin (QQPFP epitope) | <10 (barley, rye) | yes (gliadin) | cookies | 3.1 | 0.31 | 0.2 mg/kg gliadin | 500
c | R-Biopharm/RIDASCREEN Fast Gliadin Sensitive | S-ELISA | gliadin (QQPFP epitope) | <10 (barley, rye) | yes (gliadin) | rice flour | 3.1 | 0.31 | 0.2 mg/kg gliadin | 500
c | R-Biopharm/RIDASCREEN Fast Gliadin Sensitive | S-ELISA | gliadin (QQPFP epitope) | <10 (barley, rye) | yes (gliadin) | oat flour | 3.1 | 0.31 | 0.2 mg/kg gliadin | 500
c | R-Biopharm/RIDASCREEN Fast Gliadin Sensitive | S-ELISA | gliadin (QQPFP epitope) | <10 (barley, rye) | yes (gliadin) | sausages | 3.1 | 0.31 | 0.2 mg/kg gliadin | 500
c | R-Biopharm/RIDASCREEN Fast Gliadin Sensitive | S-ELISA | gliadin (QQPFP epitope) | <10 (barley, rye) | yes (gliadin) | quinoa flour | 3.1 | 0.31 | 0.2 mg/kg gliadin | 500
c | R-Biopharm/RIDASCREEN Fast Gliadin Sensitive | S-ELISA | gliadin (QQPFP epitope) | <10 (barley, rye) | yes (gliadin) | chocolate | 3.1 | 0.31 | 0.2 mg/kg gliadin | 500
c | R-Biopharm/RIDASCREEN Fast Gliadin Sensitive | S-ELISA | gliadin (QQPFP epitope) | <10 (barley, rye) | yes (gliadin) | millet flour | 3.1 | 0.31 | 0.2 mg/kg gliadin | 500
c | R-Biopharm/RIDASCREEN Gliadin Competitive | C-ELISA | gliadin (QQPFP epitope) | <10 (barley, rye) | yes (gliadin) |  | 36.2 | 3.62 | 2.3 mg/kg gliadin | 250
c | Romer Labs/AgraQuant Gluten G12 Assay | S-ELISA | toxic 33-mer gliadin peptide | >20 (barley, rye) | yes (gluten) |  | 15.7 | 1.57 | 2 mg/kg gluten (1 mg/kg gliadin) | 500
c | Zeulab/Proteon ELISA | S-ELISA |  |  | yes (gliadin) |  | 19.7 | 1.97 | 2.5 mg/kg gluten (1.25 mg/kg gliadin) | 500
PCR
p | Fang Cheng (2016) http://dx.doi.org/10.1016/j.foodchem.2015.12.058 0308-8146/ | PCR/CE | Gliadin gene | >10 | no | maize powder | 50 | 5 |  | 50
p | Martin Fernandez (2016a) | qPCR | Gliadin gene | >20 (rye, barley) | yes (wheat) | soya flour | 50 | 5 |  | 50
p | Martin Fernandez (2016a) | qPCR | Gliadin gene | >20 (rye, barley) | yes (wheat) | maize flour | 10 | 1 |  | 500
p | Martin Fernandez (2016a) | qPCR | Gliadin gene | >20 (rye, barley) | yes (wheat) | rice flour | 5 | 0.5 |  | 500
p | Martin Fernandez (2016b) | qPCR | Tri a 18 | >20 (rye, barley) | yes (wheat) | rice flour | 20 | 2 |  | 500
p | Garcia-Garcia (2018) http://dx.doi.org/10.1016/j.foodcont.2017.07.037 0956-7135/ | PCR/LPA | LMW Glutenin | ≥40 | no | maize dough | 50 | 5 |  | 50
c | 4LabDiagnostics Product Code: IC-02-1061 (50 tests) / IC-02-1063 (25 tests) | qPCR |  | ≥30 | yes, however kit is intended for qualitative detection |  |  |  | 1 copy of haploid genome of gluten-containing cereals, equal to roughly 17.33 pg of Triticum DNA
c | BIOTECON Diagnostics GmbH/ foodproof ® Gluten Detection Kit Art No.: R 302 64 | qPCR |  | ≥100 | calibration curve via Allergen ref material possible | rice flour | 0.1 | 0.01 | 0.1 wheat genome equivalent | 500
MS
p | Schalk (2017) | MS/MRM | a2- gliadin 33 mer LQLQPFPQPQLPYPQOQLPYPQPQLPYPQPQPF |  | µg/g of peptide marker per g of Rye flour | flours |  |  | 13 µg peptide marker/g rye flour |  | not enough information was provided to calcualte an LOD in wheat flour or wheat protein
p | Colgrave (2015) | MS/MRM | 4 undisclosed peptide markers from wheat |  | mg/kg wheat flour | soya flour | 15 | 1.5 |  | 500
p | Manfredi (2015) | MS/MRM | VQQQIPIVQPSVL |  | mg gliadin/ kg | rice flour | 47.2 | 4.72 | 3 mg gliadin/kg | 50
p | Manfredi (2015) | MS/MRM | CQAIHNVVHAIIL |  | mg gliadin/ kg | rice flour | 78.7 | 7.87 | 5 mg gliadin/kg | 50
p | Liao (2017) | MS/MRM | a- gliadin LWQIPEQSR |  | mg/gliadin/kg | gluten free flour | 39.4 | 3.94 | 2.5 mg gliadin/kg | 250
p | Schalk (2018) | MS/MRM | LMW-GS QQPLPPQQTFPQQPL |  | µg/g of peptide marker per g of flour | potato flour |  |  | 1.7 µg peptide/kg |  | conversion factors to gluten from a single peptide were not provided in paper
p | Schalk (2018) | MS/MRM | LMW-GS GQQPQQQQL |  | µg/g of peptide marker per g of flour | potato flour |  |  | 0.2 µg peptide/kg |  | conversion factors to gluten from a single peptide were not provided in paper
p | Schalk (2018) | MS/MRM | LMW-GS VQQQIPVVQPSIL |  | µg/g of peptide marker per g of flour | potato flour |  |  | 1.2 µg peptide/kg |  | conversion factors to gluten from a single peptide were not provided in paper
p | Schalk (2018) | MS/MRM | LMW-GS SIILQEQQQGF |  | µg/g of peptide marker per g of flour | potato flour |  |  | 0.5 µg peptide/kg |  | conversion factors to gluten from a single peptide were not provided in paper
p | Schalk (2018) | MS/MRM | HMW-GS LQPGQGQQGY |  | µg/g of peptide marker per g of flour | potato flour |  |  | 1.1 µg peptide/kg |  | conversion factors to gluten from a single peptide were not provided in paper
p | Schalk (2018) | MS/MRM | HMW-GS TASLQQPGQGQQGHYPASL |  | µg/g of peptide marker per g of flour | potato flour |  |  | 7.5 µg peptide/kg |  | conversion factors to gluten from a single peptide were not provided in paper
p | Schalk (2018) | MS/MRM | HMW-GS HVSVEHQAASL |  | µg/g of peptide marker per g of flour | potato flour |  |  | 3.4 µg peptide/kg |  | conversion factors to gluten from a single peptide were not provided in paper
p | Schalk (2018) | MS/MRM | g- gliadin ASIVAGIGGQ |  | µg/g of peptide marker per g of flour | potato flour |  |  | 0.8 µg peptide/kg |  | conversion factors to gluten from a single peptide were not provided in paper
p | Schalk (2018) | MS/MRM | g- gliadin NIQVDPSGQVQW |  | µg/g of peptide marker per g of flour | potato flour |  |  | 14.5 µg peptide/kg |  | conversion factors to gluten from a single peptide were not provided in paper
p | Schalk (2018) | MS/MRM | g- gliadin LQPQQPQQSFPQQQQPL |  | µg/g of peptide marker per g of flour | potato flour |  |  | 0.8 µg peptide/kg |  | conversion factors to gluten from a single peptide were not provided in paper
p | Schalk (2018) | MS/MRM | a- gliadin LQLQPFPQPQLPYPQPQPF |  | µg/g of peptide marker per g of flour | potato flour |  |  | 0.7 µg peptide/kg |  | conversion factors to gluten from a single peptide were not provided in paper
p | Schalk (2018) | MS/MRM | a- gliadin FQPSQQNPQAQGF |  | µg/g of peptide marker per g of flour | potato flour |  |  | 3.1 µg peptide/kg |  | conversion factors to gluten from a single peptide were not provided in paper
p | Schalk (2018) | MS/MRM | a- gliadin RPQQPYPQPQPQY |  | µg/g of peptide marker per g of flour | potato flour |  |  | 0.8 µg peptide/kg |  | conversion factors to gluten from a single peptide were not provided in paper
p | Schalk (2018) | MS/MRM | w5- gliadin QQYPQQQPSGSDVISISGL |  | µg/g of peptide marker per g of flour | potato flour |  |  | 1.9 µg peptide/kg |  | conversion factors to gluten from a single peptide were not provided in paper
p | Schalk (2018) | MS/MRM | w1,2- gliadin GSSLTSIGGQ |  | µg/g of peptide marker per g of flour | potato flour |  |  | 1.3 µg peptide/kg |  | conversion factors to gluten from a single peptide were not provided in paper
p | Schalk (2018) | MS/MRM | w1,2- gliadin FPHQSQQPF |  | µg/g of peptide marker per g of flour | potato flour |  |  | 2.6 µg peptide/kg |  | conversion factors to gluten from a single peptide were not provided in paper
legend
| p | published method (not kit)
| c | commercially available kit
| p of c | peer reviewed publication of commercially available kit(s)
| C(G)E | capillary (gel) electrophoresis
| C-ELISA | competitive ELISA
| ELISA | enzyme-linked immunosorbent assay
| GE | gel electrohoresis
| HPLC | high performance liquid chromatography
| HR | high resolution
| LPA | ligation dependent probe amplification
| MRM | multiple-reaction monitoring
| MS | mass spectrometry
| MS3 | triple-stage based mass spectrometry
| PCR | polymerase chain reaction
| qPCR | real-time PCR (quantitative PCR)
| RPA | recombinase polymerase amplification
| S-ELISA | sandwich-type ELISA
| SRM | selected-reaction monitoring
| TOF | time of flight
| highlighted LOD | original data
| non-highlighted LOD | converted data
References
Bermudo Redondo, M.C., P.B., Griffin, M., Garzon Ransanz, H.J., Ellis, P.J., Ciclitira and C.K. O'Sullivan. 2005. Monoclonal antibody-based competitive assay for the sensitive detection of coeliac disease toxic prolamins. Anal. Chim. Acta. 551, 105-114.
Cheng, F., J., Wu, J., Zhang, A.,Pan, S., Quan, D., Zhang, H.Y., Kim, X., Li, S., Zhou and L. Yang. 2016. Development and inter-laboratory transfer of a decaplex polymerase chain reaction assay combined with capillary electrophoresis for the simultaneous detection of ten food allergens. Food Chem. 199, 799-808.
Chirdo, F.G., Añón, M.C., Fossati, C.A., 1998. Development of high-sensitive enzyme immunoassays for gliadin quantification using the streptavidin-biotin amplification system. Food Agric Immunol. 10, 143-55.
Colgrave, M.L., Goswami, H., Byrne, K., Blundell, M., Howitt, C.A., Tanner, G.J., 2015. Proteomic profiling of 16 cereal grains and the application of targeted proteomics to detect wheat contamination, J. Proteome Res. 14, 2659-68.
Ellis, H.J., Rosen-Bronson, S., O'Reilly, N., Ciclitira, P.J., 1998. Measurement of gluten using a monoclonal antibody to a coeliac toxic peptide of A-gliadin. Gut. 43, 190-195.
Gil García, J.R., Solano, J., Brazil-Dos Santos, F., Osuna, A., 2003. Development of a monoclonal antibody capable of detecting prolamine in wheat and oats. Hybridoma Hybridom. 22, 383-388.
García-García, A., Madrid, R., García, T., Martín, R., González, I., 2018. Use of multiplex ligation-dependent probe amplification (MLPA) for screening of wheat, barley, rye and oats in foods. Food Control. 84, 268-277.
Hernando, A., Mujico, J.R., Mena, M.C., Lombardía, M., Mendez, E., 2008. Measurement of wheat gluten and barley hordeins in contaminated oats from Europe, the United States and Canada by Sandwich R5 ELISA. Eur J Gastroenterol Hepatol. 20, 545-554.
Liao, Y.S., Kuo, J.H., Chen, B.L., Tsuei, H.W., Lin, C.Y., Lin H.Y., Cheng, H.F., 2017. Development and validation of the detection method for wheat and barley glutens using mass spectrometry in processed foods. Food Anal. Method. 10, 2839-2847.
Manfredi, A., Mattarozzi, M., Giannetto, M., Careri, M., 2015. Multiplex liquid chromatography-tandem mass spectrometry for the detection of wheat, oat, barley and rye prolamins towards the assessment of gluten-free product safety. Anal. Chim. Acta. 895, 62-70.
Martín-Fernández, B., Costa, J., Oliveira, MBPP., López-Ruiz, B., Mafra, I., 2016a. Combined effects of matrix and gene marker on the real-time PCR detection of wheat. Int J Food Sci Technol, 51,1680-1688.
Martín-Fernández, B., Costa, J., de-Los-Santos-Álvarez, N., López-Ruiz, B., Oliveira, M.B., Mafra, I., 2016b. High resolution melting analysis as a new approach to discriminate gluten-containing cereals. Food Chem. 211, 383-391.
Mena, M.C., Lombardía, M., Hernando, A., Méndez, E., Albar, J.P., 2012. Comprehensive analysis of gluten in processed foods using a new extraction method and a competitive ELISA based on the R5 antibody. Talanta. 91, 33-40.
Morón, B., Bethune, M.T., Comino, I., Manyani, H., Ferragud, M., Lopez, M.C., Cebolla, A., Khosla, C., Sousa, C., 2008a. Toward the assessment of food toxicity for celiac patients: characterization of monoclonal antibodies to a main immunogenic gluten peptide. PLoS One, 3, e2294.
Morón, B., Cebolla, A., Manyani, H., Álvarez-Maqueda, M., Megías, M., Thomas Mdel, C., López, M.C., Sousa, C., 2008b. Sensitive detection of cereal fractions that are toxic to celiac disease patients by using monoclonal antibodies to a main immunogenic wheat peptide. Am. J. Clin. Nutr. 87, 405-414.
Murakami-Yamaguchi Y., Hirose J., Honjoh T., Narita H. Evaluation of Wheat Content with Monoclonal Antibodies against Lipid Transfer Protein. Journal of the Japanese Society for Food Science and Technology- Nippon Shokuhin Kagaku Kogaku Kaishi. 2009; 56 (8): 444-452
Sajic, N., Oplatowska-Stachowiak, M., Streppel, L., Drijfhout J.W., Salden, M., Koning, F., 2017. Development and in-house validation of a competitive ELISA for the quantitative detection of gluten in food. Food Control. 80, 401-410.
Schalk, K., Lang, C., Wieser, H., Koehler, P., Scherf, K.A., 2017. Quantitation of the immunodominant 33-mer peptide from α-gliadin in wheat flours by liquid chromatography tandem mass spectrometry. Sci. Rep. 7, 45092.
Schalk, K., Koehler, P., Scherf, K.A., 2018. Targeted liquid chromatography tandem mass spectrometry to quantitate wheat gluten using well-defined reference proteins. PLoS One. 13, e0192804.
Sorell, L., López, J.A., Valdés, I., Alfonso, P., Camafeita, E., Acevedo, B., Chirdo, F., Gavilondo, J., Méndez, E., 1998. An innovative sandwich ELISA system based on an antibody cocktail for gluten analysis. FEBS Lett. 439, 46-50.
Spaenij-Dekking, E.H., Kooy-Winkelaar, E.M., Nieuwenhuizen, W.F., Drijfhout, J.W., Koning, F., 2004. A novel and sensitive method for the detection of T cell stimulatory epitopes of alpha/beta- and gamma-gliadin. Gut. 53, 1267-1273.
Sunwoo, H.H., Gujral, N., Lutz, S., Suresh, M., 2012. Double antibody sandwich enzyme linked immunoassay and rapid Immunoswab assay for detection of gliadin in food', Food Agr. Immunol. 23, 169-181.
Tranquet, O., Lupi, R., Echasserieau-Laporte, V., Pietri, M., Larré, C., Denery-Papini, S., 2015. Characterization of antibodies and development of an indirect competitive immunoassay for detection of deamidated gluten. J. Agric. Food Chem. 63, 5403-5409.
Valdés, I., García, E., Llorente, M., Méndez, E., 2003. Innovative approach to low-level gluten determination in foods using a novel sandwich enzyme-linked immunosorbent assay protocol. Eur. J. Gastroenterol. Hepatol. 15, 465-474.
Yamashita, H., Kimoto, M., Hiemori, M., Okita, M., Suzuki, K., Tsuji, H., 2001. Sandwich enzyme-linked immunosorbent assay system for micro-detection of the wheat allergen, Tri a Bd 17 K. Biosci. Biotechnol. Biochem. 65, 2730-2734.

## Milk
| reference | method | target(s) | specificity: number of items tested (cross-reacts with) | quantitative response shown (read-out) | matrix | LOD (mg milk.kg-1) NFDM | LOD (mg milk protein.kg-1) | LoD (other units reported by source) | largest serving size [g], in which reference dose is detectable | comments
ELISA
p | De Luis (2007) | In-house BLG competitive ELISA | BLG | ≥10 | yes (BLG) |  | 6.0624 | 2.1651 | 0.2 mg BLG/kg food | 5 | Conversion from mg bLG to mg total protein ((reported quantity*100)/9.24)
p | De Luis (2007) | in-house BLG sandwich ELISA | BLG | ≥10 | yes (BLG) |  | 1.8187 | 0.64954 | 0.06 mg BLG/kg food | 50 | Conversion from mg bLG to mg total protein ((reported quantity*100)/9.24)
p | Negroni (1998) | BLG assay | BLG | <10 | yes (BLG and Reduced and carboxymethylated (RCM) BLG) |  |  |  | 30 pg BLG/mL |  | conversion not possible, author not providing enough details
p | He (2017) | in-house BLG sandwich ELISA | BLG | >10 (weak cross-reactivity with: kappa casein, alpha casein and beta casein) | yes (BLG) |  |  |  | 1.96 ng BLG/mL in the assay. |  | conversion not possible, author not providing enough details
p | Deckwart (2014) | in-house sandwich casein ELISA | casein | ≥10 | yes (casein and casein fining agent) | white wine | 0.33489 | 0.1196 | 0.1 mg casein/L | 500 | Converted from ml wine to kg wine, converted from mg of Caseinates to mg total protein
p | Deckwart (2014) | in-house sandwich casein ELISA | casein | ≥10 | yes (casein and casein fining agent) | red wine | 0.66977 | 0.2392 | 0.2 mg casein/L | 250 | Converted from ml wine to kg wine, converted from mg of Caseinates to mg total protein
p | Hefle (2004) | in-house sandwich casein ELISA | casein | >30 | yes (casein) |  | 1.6577 | 0.59203 | 0.5 mg casein/kg | 50 | conversion made assuming ((0.5*100)/84.45
p | Lifrani (2009) | in-house sandwich casein ELISA | casein |  | no |  |  |  | 4 ng caseinate/mL |  | conversion not possible, unclear whether LOD reported is in the assay or in the wine
p | Weber (2009) | in-house indirect ELISA | alpha-lactalbumin |  | yes (casein, Potassium caseinate, alpha-lactalbumin and BLG) | Buffer | 445.8007 | 159.2145 | 5.2 mg ALA/L (white wine) |  | Converted from ml wine to kg wine, converted from mg of ALA to mg total protein
p | Weber (2009) | in-house indirect ELISA | BLG |  | yes (casein, Potassium caseinate, alpha-lactalbumin and BLG) | Buffer | 55.1127 | 19.6831 | 1.8 mg BLG/L (white wine) | 5 | Converted from ml wine to kg wine, converted from mg of bLG to mg total protein
p | Weber (2009) | in-house indirect ELISA | whole casein |  | yes (casein, Potassium caseinate, alpha-lactalbumin (ALA) and beta-lactoglobulin (BLG)) | 6 white wines |  | 0.23 - 0.70 | 0.2-0.6 mg caseinate/L (white wines) | 50-250 | Converted from ml wine to kg wine, converted from mg of Caseinates to mg total protein
p | Pelaez-Lorenzo (2010) | in-house sandwich BLG ELISA | BLG (18300 Da) |  | yes (BLG) |  | 0.0019881 | 0.00071004 | 9.7 10-13 M of BLG in the assay | 500 | conversion made assuming 1L=1kg, BLG=18300Da and 40 time sample dilution as recommended in the assay
p | Restani (2014) | ELISA | caseinate fining agent |  | no |  | 0.50294 | 0.17962 | 0.1517 ppm caseinate | 500 | Conversion from mg total caseins to mg total protein ((reported quantity*100)/84.45)
p | Rosendal (2000) | S-ELISA | BLG |  | no |  |  |  | 0.3 ng BLG/mL in the assay |  | conversion not possible, author not providing enough details
p | Stumr (2010) | C-ELISA | casein |  | yes (casein) |  | 1.6577 | 0.59203 | 0.5 mg caseins/kg | 50 | Conversion from mg total caseins to mg total protein ((reported quantity*100)/84.45)
p | Stumr (2009) | S-ELISA | BLG |  | yes (BLG) |  | 2.1218 | 0.7578 | 0.07 mg BLG/kg | 50 | Conversion from mg bLG to mg total protein ((reported quantity*100)/9.24)
p | Tomkova (2009) | C-ELISA | BSA |  | no |  | 84.8736 | 30.312 | 0.20 mg BSA/kg
p | Tomkova (2009) | S-ELISA | BLG |  | no |  | 2.1218 | 0.7578 | 0.07 mg BLG/kg | 50 | Conversion from mg bLG to mg total protein ((reported quantity*100)/9.24)
p | Tomkova (2009) | C-ELISA | Casein |  | no |  | 0.79569 | 0.28417 | 0.24 mg caseins/kg | 250 | Conversion from mg total caseins to mg total protein ((reported quantity*100)/84.45)
p | Castillo (2017) | Beta-casein Assay competitive | Beta-casein | ≥20 | no | sorghum | 3.0767 | 1.0988 | 0.29 ppm beta casein for 1H3 based icELISA | 50 | Conversion from mg b-casein to mg total protein ((reported quantity*100)/26,39)
p | Castillo (2017) | Beta-casein Assay competitive | Beta-casein | ≥20 | no | almond | 3.0767 | 1.0988 | 0.29 ppm beta casein for 1H3 based icELISA | 50 | Conversion from mg b-casein to mg total protein ((reported quantity*100)/26,39)
p | Castillo (2017) | Beta-casein Assay competitive | Beta-casein | ≥20 | no | linseed | 3.0767 | 1.0988 | 0.29 ppm beta casein for 1H3 based icELISA | 50 | Conversion from mg b-casein to mg total protein ((reported quantity*100)/26,39)
p | Castillo (2017) | Beta-casein Assay competitive | Beta-casein | ≥20 | no | hazelnut | 3.0767 | 1.0988 | 0.29 ppm beta casein for 1H3 based icELISA | 50 | Conversion from mg b-casein to mg total protein ((reported quantity*100)/26,39)
p | Castillo (2017) | Beta-casein Assay competitive | Beta-casein | ≥20 | no | barley | 3.0767 | 1.0988 | 0.29 ppm beta casein for 1H3 based icELISA | 50 | Conversion from mg b-casein to mg total protein ((reported quantity*100)/26,39)
p | Castillo (2017) | Beta-casein Assay competitive | Beta-casein | ≥20 | no | quinoa | 3.0767 | 1.0988 | 0.29 ppm beta casein for 1H3 based icELISA | 50 | Conversion from mg b-casein to mg total protein ((reported quantity*100)/26,39)
p | Castillo (2017) | Beta-casein Assay competitive | Beta-casein | ≥20 | no | carob | 3.0767 | 1.0988 | 0.29 ppm beta casein for 1H3 based icELISA | 50 | Conversion from mg b-casein to mg total protein ((reported quantity*100)/26,39)
p | Castillo (2017) | Beta-casein Assay competitive | Beta-casein | ≥20 | no | cashew | 3.0767 | 1.0988 | 0.29 ppm beta casein for 1H3 based icELISA | 50 | Conversion from mg b-casein to mg total protein ((reported quantity*100)/26,39)
p | Castillo (2017) | Beta-casein Assay competitive | Beta-casein | ≥20 | no | chick peas | 3.0767 | 1.0988 | 0.29 ppm beta casein for 1H3 based icELISA | 50 | Conversion from mg b-casein to mg total protein ((reported quantity*100)/26,39)
p | Castillo (2017) | Beta-casein Assay competitive | Beta-casein | ≥20 | no | sunflower seeds | 3.0767 | 1.0988 | 0.29 ppm beta casein for 1H3 based icELISA | 50 | Conversion from mg b-casein to mg total protein ((reported quantity*100)/26,39)
p | Castillo (2017) | Beta-casein Assay competitive | Beta-casein | ≥20 | no | lupin bean | 3.0767 | 1.0988 | 0.29 ppm beta casein for 1H3 based icELISA | 50 | Conversion from mg b-casein to mg total protein ((reported quantity*100)/26,39)
p | Castillo (2017) | Beta-casein Assay competitive | Beta-casein | ≥20 | no | rice | 3.0767 | 1.0988 | 0.29 ppm beta casein for 1H3 based icELISA | 50 | Conversion from mg b-casein to mg total protein ((reported quantity*100)/26,39)
p | Castillo (2017) | Beta-casein Assay competitive | Beta-casein | ≥20 | no | poppy seeds | 3.0767 | 1.0988 | 0.29 ppm beta casein for 1H3 based icELISA | 50 | Conversion from mg b-casein to mg total protein ((reported quantity*100)/26,39)
p | Castillo (2017) | Beta-casein Assay competitive | Beta-casein | ≥20 | no | sesame seeds | 3.0767 | 1.0988 | 0.29 ppm beta casein for 1H3 based icELISA | 50 | Conversion from mg b-casein to mg total protein ((reported quantity*100)/26,39)
p | Castillo (2017) | Beta-casein Assay competitive | Beta-casein | ≥20 | no | oat | 3.0767 | 1.0988 | 0.29 ppm beta casein for 1H3 based icELISA | 50 | Conversion from mg b-casein to mg total protein ((reported quantity*100)/26,39)
p | Castillo (2017) | Beta-casein Assay competitive | Beta-casein | ≥20 | no | rye | 3.0767 | 1.0988 | 0.29 ppm beta casein for 1H3 based icELISA | 50 | Conversion from mg b-casein to mg total protein ((reported quantity*100)/26,39)
p | Castillo (2017) | Beta-casein Assay competitive | Beta-casein | ≥20 | no | wheat | 3.0767 | 1.0988 | 0.29 ppm beta casein for 1H3 based icELISA | 50 | Conversion from mg b-casein to mg total protein ((reported quantity*100)/26,39)
p | Castillo (2017) | Beta-casein Assay competitive | Beta-casein | ≥20 | no | corn | 3.0767 | 1.0988 | 0.29 ppm beta casein for 1H3 based icELISA | 50 | Conversion from mg b-casein to mg total protein ((reported quantity*100)/26,39)
p | Castillo (2017) | Beta-casein Assay competitive | Beta-casein | ≥20 | no | soy bean | 3.0767 | 1.0988 | 0.29 ppm beta casein for 1H3 based icELISA | 50 | Conversion from mg b-casein to mg total protein ((reported quantity*100)/26,39)
p | Castillo (2017) | Beta-casein Assay competitive | Beta-casein | ≥20 | no | egg white | 3.0767 | 1.0988 | 0.29 ppm beta casein for 1H3 based icELISA | 50 | Conversion from mg b-casein to mg total protein ((reported quantity*100)/26,39)
p | Castillo (2017) | Beta-casein Assay competitive | Beta-casein | ≥20 | no | soy milk | 3.0767 | 1.0988 | 0.29 ppm beta casein for 1H3 based icELISA | 50 | Conversion from mg b-casein to mg total protein ((reported quantity*100)/26,39)
p | Castillo (2017) | Beta-casein Assay competitive | Beta-casein | ≥20 | no | sorghum | 10.397 | 3.7132 | 0.98 ppm beta casein for 6A12-based icELISA | 5 | Conversion from mg b-casein to mg total protein ((reported quantity*100)/26,39)
p | Castillo (2017) | Beta-casein Assay competitive | Beta-casein | ≥20 | no | almond | 10.397 | 3.7132 | 0.98 ppm beta casein for 6A12-based icELISA | 5 | Conversion from mg b-casein to mg total protein ((reported quantity*100)/26,39)
p | Castillo (2017) | Beta-casein Assay competitive | Beta-casein | ≥20 | no | linseed | 10.397 | 3.7132 | 0.98 ppm beta casein for 6A12-based icELISA | 5 | Conversion from mg b-casein to mg total protein ((reported quantity*100)/26,39)
p | Castillo (2017) | Beta-casein Assay competitive | Beta-casein | ≥20 | no | hazelnut | 10.397 | 3.7132 | 0.98 ppm beta casein for 6A12-based icELISA | 5 | Conversion from mg b-casein to mg total protein ((reported quantity*100)/26,39)
p | Castillo (2017) | Beta-casein Assay competitive | Beta-casein | ≥20 | no | barley | 10.397 | 3.7132 | 0.98 ppm beta casein for 6A12-based icELISA | 5 | Conversion from mg b-casein to mg total protein ((reported quantity*100)/26,39)
p | Castillo (2017) | Beta-casein Assay competitive | Beta-casein | ≥20 | no | quinoa | 10.397 | 3.7132 | 0.98 ppm beta casein for 6A12-based icELISA | 5 | Conversion from mg b-casein to mg total protein ((reported quantity*100)/26,39)
p | Castillo (2017) | Beta-casein Assay competitive | Beta-casein | ≥20 | no | carob | 10.397 | 3.7132 | 0.98 ppm beta casein for 6A12-based icELISA | 5 | Conversion from mg b-casein to mg total protein ((reported quantity*100)/26,39)
p | Castillo (2017) | Beta-casein Assay competitive | Beta-casein | ≥20 | no | cashew | 10.397 | 3.7132 | 0.98 ppm beta casein for 6A12-based icELISA | 5 | Conversion from mg b-casein to mg total protein ((reported quantity*100)/26,39)
p | Castillo (2017) | Beta-casein Assay competitive | Beta-casein | ≥20 | no | chick peas | 10.397 | 3.7132 | 0.98 ppm beta casein for 6A12-based icELISA | 5 | Conversion from mg b-casein to mg total protein ((reported quantity*100)/26,39)
p | Castillo (2017) | Beta-casein Assay competitive | Beta-casein | ≥20 | no | sunflower seeds | 10.397 | 3.7132 | 0.98 ppm beta casein for 6A12-based icELISA | 5 | Conversion from mg b-casein to mg total protein ((reported quantity*100)/26,39)
p | Castillo (2017) | Beta-casein Assay competitive | Beta-casein | ≥20 | no | lupin bean | 10.397 | 3.7132 | 0.98 ppm beta casein for 6A12-based icELISA | 5 | Conversion from mg b-casein to mg total protein ((reported quantity*100)/26,39)
p | Castillo (2017) | Beta-casein Assay competitive | Beta-casein | ≥20 | no | rice | 10.397 | 3.7132 | 0.98 ppm beta casein for 6A12-based icELISA | 5 | Conversion from mg b-casein to mg total protein ((reported quantity*100)/26,39)
p | Castillo (2017) | Beta-casein Assay competitive | Beta-casein | ≥20 | no | poppy seeds | 10.397 | 3.7132 | 0.98 ppm beta casein for 6A12-based icELISA | 5 | Conversion from mg b-casein to mg total protein ((reported quantity*100)/26,39)
p | Castillo (2017) | Beta-casein Assay competitive | Beta-casein | ≥20 | no | sesame seeds | 10.397 | 3.7132 | 0.98 ppm beta casein for 6A12-based icELISA | 5 | Conversion from mg b-casein to mg total protein ((reported quantity*100)/26,39)
p | Castillo (2017) | Beta-casein Assay competitive | Beta-casein | ≥20 | no | oat | 10.397 | 3.7132 | 0.98 ppm beta casein for 6A12-based icELISA | 5 | Conversion from mg b-casein to mg total protein ((reported quantity*100)/26,39)
p | Castillo (2017) | Beta-casein Assay competitive | Beta-casein | ≥20 | no | rye | 10.397 | 3.7132 | 0.98 ppm beta casein for 6A12-based icELISA | 5 | Conversion from mg b-casein to mg total protein ((reported quantity*100)/26,39)
p | Castillo (2017) | Beta-casein Assay competitive | Beta-casein | ≥20 | no | wheat | 10.397 | 3.7132 | 0.98 ppm beta casein for 6A12-based icELISA | 5 | Conversion from mg b-casein to mg total protein ((reported quantity*100)/26,39)
p | Castillo (2017) | Beta-casein Assay competitive | Beta-casein | ≥20 | no | corn | 10.397 | 3.7132 | 0.98 ppm beta casein for 6A12-based icELISA | 5 | Conversion from mg b-casein to mg total protein ((reported quantity*100)/26,39)
p | Castillo (2017) | Beta-casein Assay competitive | Beta-casein | ≥20 | no | soy bean | 10.397 | 3.7132 | 0.98 ppm beta casein for 6A12-based icELISA | 5 | Conversion from mg b-casein to mg total protein ((reported quantity*100)/26,39)
p | Castillo (2017) | Beta-casein Assay competitive | Beta-casein | ≥20 | no | egg white | 10.397 | 3.7132 | 0.98 ppm beta casein for 6A12-based icELISA | 5 | Conversion from mg b-casein to mg total protein ((reported quantity*100)/26,39)
p | Castillo (2017) | Beta-casein Assay competitive | Beta-casein | ≥20 | no | soy milk | 10.397 | 3.7132 | 0.98 ppm beta casein for 6A12-based icELISA | 5 | Conversion from mg b-casein to mg total protein ((reported quantity*100)/26,39)
p of c | Cellerino (2014) | Neogen Veratox® Total Milk Allergen Quantitative Test , S-ELISA | milk proteins |  | no |  | 2.8 | 1 |  | 50
p of c | Cellerino (2014) | R-Biopharm Ridascreen® Fast Milk , S-ELISA | milk proteins |  | no |  | 1.96 | 0.7 |  | 50
p of c | Török (2014) | R-Biopharm RidaScreen FAST milk, S-ELISA | milk proteins |  | no |  | 1.96 | 0.7 |  | 50
p of c | Török (2014) | RömerLabs AgraQuant casein, S-ELISA | caseins |  | no |  | 0.13261 | 0.047362 | 0.04 mg casein/kg as declared by manufacturer | 500 | Conversion from mg total caseins to mg total protein ((reported quantity*100)/84.45) | Conversion factors used
p of c | Zhang (2013) | ELISA Systems (Casein Residue), S-ELISA | caseins |  | no |  | 0.9828 | 0.351 | 1 mg skim milk powder/kg | 250 |  | Milk Proteins | % total proteins, Mean (calculated)
p of c | Zhang (2013) | ELISA Systems (BLG Residue), S-ELISA | BLG |  | no |  | 3.0312 | 1.0826 | 0.1 mg BLG/kg | 50 | Conversion from mg bLG to mg total protein ((reported quantity*100)/9.24) | AS1 Casein | 35.6295
p of c | Zhang (2013) | Neogen (Veratox for Total Milk Allergen), S-ELISA | milk proteins |  | no |  |  |  | 5 ug/mL |  |  | AS2 Casein | 9.2373
p of c | Zhang (2013) | R-Biopharm RidaScreen FAST Casein, S-ELISA | caseins |  | no |  |  |  | 500 ng/mL |  |  | B Casein | 26.3922
p of c | Schubert-Ullrich 2009 | R-Biopharm RidaScreen FAST Casein, S-ELISA | caseins |  | no |  | 0.39784 | 0.14209 | 0.12 mg casein/kg as declared by manufacturer | 500 | Conversion from mg total caseins to mg total protein ((reported quantity*100)/84.45) | Gamma Casein | 3.9588
p of c | Schubert-Ullrich 2009 | Neogen Veratox Total milk, S-ELISA | milk proteins |  | no |  | 2.457 | 0.8775 | 2.5 ppm non-fat dry milk | 50 | 1 mg SMP = 0.351 mg milk protein | Kappa Casein | 9.2373
p of c | Schubert-Ullrich 2009 | ELISA Systems BLG Residue, S-ELISA | BLG |  | no |  | 3.0312 | 1.0826 | 0.1 mg BLG/kg | 50 | Conversion from mg bLG to mg total protein ((reported quantity*100)/9.24) | Total caseins | 84.455
p of c | Schubert-Ullrich 2009 | ELISA systems Casein Residue, S-ELISA | caseins |  | no |  | 0.9828 | 0.351 | 1 ppm skim milk powder | 250 | 1 mg SMP = 0.351 mg milk protein | Alpha Lactalbumin | 3.299
p of c | Diaz-Amigo, C. 2010 | Veratox for milk (Neogen), S-ELISA | milk proteins |  | no | wheat flour | 2.457 | 0.8775 | 2.5 ppm non-fat dry milk | 50 | 1 mg SMP = 0.351 mg milk protein | Beta lactoglobuiln | 9.2373
p of c | Diaz-Amigo, C. 2010 | Veratox for milk (Neogen), S-ELISA | milk proteins |  | no | peanut butter baked cookies | 2.457 | 0.8775 | 2.5 ppm non-fat dry milk | 50 | 1 mg SMP = 0.351 mg milk protein | Immunoglobulins | 2.1114
p of c | Diaz-Amigo, C. 2010 | RIDASCREEN FAST for casein (r-Biopharm), S-ELISA | caseins |  | no | wheat flour | 0.39784 | 0.14209 | 0.12 mg casein/kg as declared by manufacturer | 500 | Conversion from mg total caseins to mg total protein ((reported quantity*100)/84.45) | BSA | 0.6598
p of c | Diaz-Amigo, C. 2010 | RIDASCREEN FAST for casein (r-Biopharm), S-ELISA | caseins |  | no | peanut butter baked cookies | 0.39784 | 0.14209 | 0.12 mg casein/kg as declared by manufacturer | 500 | Conversion from mg total caseins to mg total protein ((reported quantity*100)/84.45) | lactoferrin | 0.23753
p of c | Diaz-Amigo, C. 2010 | RIDASCREEN FAST β-lactoglobulin (r-Biopharm), S-ELISA | BLG |  | no | wheat flour | 3.6374 | 1.2991 | 0.12 mg BLG/kg | 50 | Conversion from mg bLG to mg total protein ((reported quantity*100)/9.24) | Non Fat Dry Milk | 35.1 | Taylor S. et al. (2014)
p of c | Diaz-Amigo, C. 2010 | RIDASCREEN FAST β-lactoglobulin (r-Biopharm), S-ELISA | BLG |  | no | peanut butter baked cookies | 3.6374 | 1.2991 | 0.12 mg BLG/kg | 50 | Conversion from mg bLG to mg total protein ((reported quantity*100)/9.24)
p of c | Diaz-Amigo, C. 2010 | BIOKIT casein Assay Kits (Tepnel), indirect C-ELISA | caseins |  | no | wheat flour | 3.3154 | 1.1841 | 1 ppm casein | 50 | Conversion from mg total caseins to mg total protein ((reported quantity*100)/84.45)
p of c | Diaz-Amigo, C. 2010 | BIOKIT casein Assay Kits (Tepnel), indirect C-ELISA | caseins |  | no | peanut butter baked cookies | 3.3154 | 1.1841 | 1 ppm casein | 50 | Conversion from mg total caseins to mg total protein ((reported quantity*100)/84.45)
p of c | Diaz-Amigo, C. 2010 | BIOKIT β-lactoglobulin Assay Kits (Tepnel), indirect C-ELISA | BLG |  | no | wheat flour | 60.624 | 21.6514 | 2 ppm BLG |  | Conversion from mg bLG to mg total protein ((reported quantity*100)/9.24)
p of c | Diaz-Amigo, C. 2010 | BIOKIT β-lactoglobulin Assay Kits (Tepnel), indirect C-ELISA | BLG |  | no | peanut butter baked cookies | 60.624 | 21.6514 | 2 ppm BLG |  | Conversion from mg bLG to mg total protein ((reported quantity*100)/9.24)
p of c | Diaz-Amigo, C. 2010 | Morinaga Casein, S-ELISA | caseins |  | no | wheat flour | 1.0278 | 0.36706 | 0.31 ppm casein | 250 | Conversion from mg total caseins to mg total protein ((reported quantity*100)/84.45)
p of c | Diaz-Amigo, C. 2010 | Morinaga Casein, S-ELISA | caseins |  | no | peanut butter baked cookies | 1.0278 | 0.36706 | 0.31 ppm casein | 250 | Conversion from mg total caseins to mg total protein ((reported quantity*100)/84.45)
p of c | Downs, M.L., Taylor, S.L. (2010) | Neogen Veratox Total milk, , S-ELISA | milk proteins |  | no | pastry dough unheated | 2.457 | 0.8775 | 2.5 ppm non-fat dry milk | 50 | 1 mg SMP = 0.351 mg milk protein
p of c | Downs, M.L., Taylor, S.L. (2010) | Neogen Veratox Total milk, , S-ELISA | milk proteins |  | no | pastry dough boiled | 2.457 | 0.8775 | 2.5 ppm non-fat dry milk | 50 | 1 mg SMP = 0.351 mg milk protein
p of c | Downs, M.L., Taylor, S.L. (2010) | Neogen Veratox Total milk, , S-ELISA | milk proteins |  | no | pastry dough baked | 2.457 | 0.8775 | 2.5 ppm non-fat dry milk | 50 | 1 mg SMP = 0.351 mg milk protein
p of c | Downs, M.L., Taylor, S.L. (2010) | Neogen Veratox Total milk, , S-ELISA | milk proteins |  | no | pastry dough fried | 2.457 | 0.8775 | 2.5 ppm non-fat dry milk | 50 | 1 mg SMP = 0.351 mg milk protein
p of c | Downs, M.L., Taylor, S.L. (2010) | ELISA Systems BLG, S-ELISA | BLG |  | no | pastry dough unheated | 3.0312 | 1.0826 | 0.1 mg BLG/kg | 50 | Conversion from mg bLG to mg total protein ((reported quantity*100)/9.24)
p of c | Downs, M.L., Taylor, S.L. (2010) | ELISA Systems BLG, S-ELISA | BLG |  | no | pastry dough boiled | 3.0312 | 1.0826 | 0.1 mg BLG/kg | 50 | Conversion from mg bLG to mg total protein ((reported quantity*100)/9.24)
p of c | Downs, M.L., Taylor, S.L. (2010) | ELISA Systems BLG, S-ELISA | BLG |  | no | pastry dough baked | 3.0312 | 1.0826 | 0.1 mg BLG/kg | 50 | Conversion from mg bLG to mg total protein ((reported quantity*100)/9.24)
p of c | Downs, M.L., Taylor, S.L. (2010) | ELISA Systems BLG, S-ELISA | BLG |  | no | pastry dough fried | 3.0312 | 1.0826 | 0.1 mg BLG/kg | 50 | Conversion from mg bLG to mg total protein ((reported quantity*100)/9.24)
p of c | Downs, M.L., Taylor, S.L. (2010) | ELISA Systems casein, S-ELISA | caseins |  | no | pastry dough unheated | 0.9828 | 0.351 | 1 ppm skim milk powder | 250 | 1 mg SMP = 0.351 mg milk protein
p of c | Downs, M.L., Taylor, S.L. (2010) | ELISA Systems casein, S-ELISA | caseins |  | no | pastry dough boiled | 0.9828 | 0.351 | 1 ppm skim milk powder | 250 | 1 mg SMP = 0.351 mg milk protein
p of c | Downs, M.L., Taylor, S.L. (2010) | ELISA Systems casein, S-ELISA | caseins |  | no | pastry dough baked | 0.9828 | 0.351 | 1 ppm skim milk powder | 250 | 1 mg SMP = 0.351 mg milk protein
p of c | Downs, M.L., Taylor, S.L. (2010) | ELISA Systems casein, S-ELISA | caseins |  | no | pastry dough fried | 0.9828 | 0.351 | 1 ppm skim milk powder | 250 | 1 mg SMP = 0.351 mg milk protein
p of c | Gomaa, A., Boye, J. (2015) | ELISA Systems Total Milk, S-ELISA | milk proteins |  | no |  | 0.9828 | 0.351 | 1 ppm skim milk powder | 250 | 1 mg SMP = 0.351 mg milk protein
p of c | Gomaa, A., Boye, J. (2015) | ELISA Systems Casein, S-ELISA | caseins |  | no |  | 0.9828 | 0.351 | 1 ppm skim milk powder | 250 | 1 mg SMP = 0.351 mg milk protein
p of c | Gomaa, A., Boye, J. (2015) | ELISA Systems BLG, S-ELISA | BLG |  | no |  | 3.0312 | 1.0826 | 0.1 ppm BLG | 50 | Conversion from mg bLG to mg total protein ((reported quantity*100)/9.24)
p of c | Gomaa, A., Boye, J. (2015) | R-Biopharm RidaScreen FAST milk, S-ELISA | milk proteins |  | no |  | 1.4 | 0.5 |  | 50
p of c | Gomaa, A., Boye, J. (2015) | R-Biopharm RidaScreen FAST Casein, S-ELISA | caseins |  | no |  | 1.6577 | 0.59203 | 0.5 caseins | 50 | Conversion from mg total caseins to mg total protein ((reported quantity*100)/84.45)
p of c | Gomaa, A., Boye, J. (2015) | R-Biopharm RidaScreen BLG, C-ELISA | BLG |  |  |  | 3.4859 | 1.245 | 0.115 ppm BLG | 50 | Conversion from mg bLG to mg total protein ((reported quantity*100)/9.24)
p of c | Ivens (2016) | Neogen Veratox Total Milk, S-ELISA | milk proteins | <10 | no |  | 0.9828 | 0.351 | 1.0 ppm non-fat dry milk | 250 | 1 mg SMP = 0.351 mg milk protein
p of c | Ivens (2016) | Neogen Veratox Casein, S-ELISA | caseins | <10 | no |  | 0.9828 | 0.351 | 1.0 ppm non-fat dry milk | 250 | 1 mg SMP = 0.351 mg milk protein
p of c | Ivens (2016) | Neogen BioKits BLG ELISA kits, indirect C-ELISA | BLG | <10 | no |  | 60.624 | 21.6514 | 2 ppm BLG |  | Conversion from mg bLG to mg total protein ((reported quantity*100)/9.24)
p of c | Ivens (2016) | ELISA Systems Casein , S-ELISA | caseins | <10 | no |  | 0.4914 | 0.1755 | 0.5 ppm skim milk powder | 500 | 1 mg SMP = 0.351 mg milk protein
p of c | Ivens (2016) | ELISA Systems β-lactoglobulin ELISA, S-ELISA | BLG | <10 | no |  | 1.5156 | 0.54129 | 0.05 mg BLG/kg | 50 | Conversion from mg bLG to mg total protein ((reported quantity*100)/9.24)
p of c | Ivens (2016) | R-Biopharm RIDASCREEN Fast Casein, S-ELISA | caseins | <10 | no |  | 0.39784 | 0.14209 | 0.12 mg casein/kg as declared by manufacturer | 500 | Conversion from mg total caseins to mg total protein ((reported quantity*100)/84.45)
p of c | Ivens (2016) | R-Biopharm RIDASCREEN FastMilk, S-ELISA | milk proteins | <10 | no |  | 1.96 | 0.7 |  | 50
p of c | Ivens (2016) | R-Biopharm RIDASCREEN Fast BLG, S-ELISA | BLG | <10 | no |  | 5.7593 | 2.0569 | 0.19 mg BLG/kg | 5 | Conversion from mg bLG to mg total protein ((reported quantity*100)/9.24)
p of c | Ivens (2016) | The Romer Labs AgraQuant BLG ELISA kit, S-ELISA | BLG | <10 | no |  | 0.045468 | 0.016239 | 1.5 ppb BLG | 500 | Conversion from mg bLG to mg total protein ((reported quantity*100)/9.24)
p of c | Johnson (2014) | Elisa Systems Casein - ESCASPRD-48, S-ELISA | caseins |  | yes (skim milk powder) |  | 0.9828 | 0.351 | 1 ppm skim milk powder | 250 | 1 mg SMP = 0.351 mg milk protein
p of c | Johnson (2014) | Neogen Veratox Casein - 8460, S-ELISA | caseins |  | yes (Non-fat Dry Milk) |  | 2.457 | 0.8775 | 2.5 ppm non-fat dry milk | 50 | 1 mg SMP = 0.351 mg milk protein
p of c | Johnson (2014) | Morinaga Casein - 10152, S-ELISA | caseins |  | yes (milk proteins) |  | 1.0278 | 0.36706 | 0.31 ppm casein | 250 | Conversion from mg total caseins to mg total protein ((reported quantity*100)/84.45)
p of c | Johnson (2014) | R-Biopharm Ridascreen FAST casein - R4612, S-ELISA | caseins |  | yes (caseins) |  | 0.39784 | 0.14209 | 0.12 mg casein/kg as declared by manufacturer | 500 | Conversion from mg total caseins to mg total protein ((reported quantity*100)/84.45)
p of c | Johnson (2014) | RömerLabs AgraQuant casein - COKAL1200, S-ELISA | caseins |  | yes (caseins) |  | 0.13261 | 0.047362 | 0.04 ppm casein | 500 | Conversion from mg total caseins to mg total protein ((reported quantity*100)/84.45)
p of c | Johnson (2014) | Elisa Systems BLG - 10172, S-ELISA | BLG |  | yes (BLG) |  | 3.0312 | 1.0826 | 0.1 mg BLG/kg | 50 | Conversion from mg bLG to mg total protein ((reported quantity*100)/9.24)
p of c | Johnson (2014) | Neogen Veratox for total milk - 8470, S-ELISA | milk proteins |  | yes (milk proteins) |  | 2.457 | 0.8775 | 2.5 ppm non-fat dry milk | 50 | 1 mg SMP = 0.351 mg milk protein
p of c | Johnson (2014) | Morinaga BLG - 10172, S-ELISA | BLG |  | yes (milk proteins) |  | 9.3967 | 3.356 | 0.31 ppm BLG | 5 | Conversion from mg bLG to mg total protein ((reported quantity*100)/9.24)
p of c | Johnson (2014) | R-Biopharm RidaScreen FAST BLG - R4902, S-ELISA | BLG |  | yes (BLG) |  | 5.7593 | 2.0569 | 0.19 mg/kg BLG | 50 | Conversion from mg bLG to mg total protein ((reported quantity*100)/9.24)
p of c | Johnson (2014) | RömerLabs AgraQuant BLG - COKAL1048, S-ELISA | BLG |  | yes (BLG) |  | 0.045468 | 0.016239 | 1.5 ppb BLG | 500 | Conversion from mg bLG to mg total protein ((reported quantity*100)/9.24)
p of c | Johnson (2014) | Zeu Proteon BLG | BLG |  | yes (BLG) |  | 0.90936 | 0.32477 | 0.03 ppm BLG | 250 | Conversion from mg bLG to mg total protein ((reported quantity*100)/9.24)
p of c | Khuda (2012) | R-Biopharm RidaScreen FAST Casein, S-ELISA | caseins |  | yes (casein) | cookie dough | 0.39784 | 0.14209 | 0.12 mg casein/kg as declared by manufacturer | 500 | Conversion from mg total caseins to mg total protein ((reported quantity*100)/84.45)
p of c | Khuda (2012) | R-Biopharm RidaScreen FAST Casein, S-ELISA | caseins |  | yes (casein) | baked cookie dough | 0.39784 | 0.14209 | 0.12 mg casein/kg as declared by manufacturer | 500 | Conversion from mg total caseins to mg total protein ((reported quantity*100)/84.45)
p of c | Khuda (2012) | R-Biopharm RidaScreen BLG, S-ELISA | BLG |  | yes (BLG) | cookie dough | 3.6374 | 1.2991 | 0.12 mg BLG/kg | 50 | Conversion from mg bLG to mg total protein ((reported quantity*100)/9.24)
p of c | Khuda (2012) | R-Biopharm RidaScreen BLG, S-ELISA | BLG |  | yes (BLG) | baked cookie dough | 3.6374 | 1.2991 | 0.12 mg BLG/kg | 50 | Conversion from mg bLG to mg total protein ((reported quantity*100)/9.24)
p of c | Khuda (2012) | Neogen Veratox Total Milk, S-ELISA | milk proteins |  | yes (Non-fat Dry Milk) | cookie dough | 2.457 | 0.8775 | 2.5 ppm non-fat dry milk | 50 | 1 mg SMP = 0.351 mg milk protein
p of c | Khuda (2012) | Neogen Veratox Total Milk, S-ELISA | milk proteins |  | yes (Non-fat Dry Milk) | baked cookie dough | 2.457 | 0.8775 | 2.5 ppm non-fat dry milk | 50 | 1 mg SMP = 0.351 mg milk protein
p of c | Khuda (2012) | Morinaga casein, S-ELISA | caseins |  | yes (milk proteins) | cookie dough | 1.0278 | 0.36706 | 0.31 ppm casein | 250 | Conversion from mg total caseins to mg total protein ((reported quantity*100)/84.45)
p of c | Khuda (2012) | Morinaga casein, S-ELISA | caseins |  | yes (milk proteins) | baked cookie dough | 1.0278 | 0.36706 | 0.31 ppm casein | 250 | Conversion from mg total caseins to mg total protein ((reported quantity*100)/84.45)
p of c | Khuda (2012) | Morinaga BLG, S-ELISA | BLG |  | yes (milk proteins) | cookie dough | 9.3967 | 3.356 | 0.31 ppm BLG | 5 | Conversion from mg bLG to mg total protein ((reported quantity*100)/9.24)
p of c | Khuda (2012) | Morinaga BLG, S-ELISA | BLG |  | yes (milk proteins) | baked cookie dough | 9.3967 | 3.356 | 0.31 ppm BLG | 5 | Conversion from mg bLG to mg total protein ((reported quantity*100)/9.24)
p of c | Khuda (2012) | Tepnel BioKits Casein (BioKits casein test kit does not exist anymore), indirect C-ELISA | caseins |  | yes (casein) | cookie dough | 3.3154 | 1.1841 | 1 ppm casein | 50 | Conversion from mg total caseins to mg total protein ((reported quantity*100)/84.45)
p of c | Khuda (2012) | Tepnel BioKits Casein (BioKits casein test kit does not exist anymore), indirect C-ELISA | caseins |  | yes (casein) | baked cookie dough | 3.3154 | 1.1841 | 1 ppm casein | 50 | Conversion from mg total caseins to mg total protein ((reported quantity*100)/84.45)
p of c | Khuda (2012) | Tepnel BioKits BLG (BLG kit taken over by Neogen), indirect C-ELISA | BLG |  | yes (BLG) | cookie dough | 60.624 | 21.6514 | 2 ppm BLG |  | Conversion from mg bLG to mg total protein ((reported quantity*100)/9.24)
p of c | Khuda (2012) | Tepnel BioKits BLG (BLG kit taken over by Neogen), indirect C-ELISA | BLG |  | yes (BLG) | baked cookie dough | 60.624 | 21.6514 | 2 ppm BLG |  | Conversion from mg bLG to mg total protein ((reported quantity*100)/9.24)
p of c | Khuda (2012) | Elisa Systems casein, S-ELISA | caseins |  | yes (skim milk powder) | cookie dough | 0.9828 | 0.351 | 1 ppm skim milk powder | 250 | 1 mg SMP = 0.351 mg milk protein
p of c | Khuda (2012) | Elisa Systems casein, S-ELISA | caseins |  | yes (skim milk powder) | baked cookie dough | 0.9828 | 0.351 | 1 ppm skim milk powder | 250 | 1 mg SMP = 0.351 mg milk protein
p of c | Khuda (2012) | Elisa Systems BLG, S-ELISA | BLG |  | yes (BLG) | cookie dough | 3.0312 | 1.0826 | 0.1 mg BLG/kg | 50 | Conversion from mg bLG to mg total protein ((reported quantity*100)/9.24)
p of c | Khuda (2012) | Elisa Systems BLG, S-ELISA | BLG |  | yes (BLG) | baked cookie dough | 3.0312 | 1.0826 | 0.1 mg BLG/kg | 50 | Conversion from mg bLG to mg total protein ((reported quantity*100)/9.24)
p of c | Lacorn( 2014) | R-Biopharm RIdaScreen FAST Casein, S-ELISA | caseins |  | yes (casein) | Wine |  | 0.18-0.32 | 0.15 - 0.27 mg casein/L of wine | 250- 500 | Converted from ml wine to kg wine, converted from mg of Caseinates to mg total protein
p of c | Matsuda (2006) | Cosmo Bio Co FastKit ELISA Ver II Milk, S-ELISA | milk proteins |  | yes (milk proteins) |  | 0.8736 | 0.312 | 0.78 ng milk proteins/mL in the well | 250 | multiply by 400 according to manufacturer's instructions
p of c | Parker (2015) | Morinaga Casein, S-ELISA | caseins |  | no |  | 1.0278 | 0.36706 | 0.31 ppm casein | 250 | Conversion from mg total caseins to mg total protein ((reported quantity*100)/84.45)
p of c | Parker (2015) | Neogen Veratox Milk, S-ELISA | milk proteins |  | no |  | 2.457 | 0.8775 | 2.5 ppm non-fat dry milk | 50 | 1 mg SMP = 0.351 mg milk protein
p of c | Parker (2015) | R-Biopharm RidaScreen FAST Milk, S-ELISA | milk proteins |  | no |  | 1.96 | 0.7 | LOQ=2.5 ppm milk protein | 50 | reported LOQ divided by 3.3 to yield LOD
p of c | Weiss (2016) | R-Biopharm RidaScreen FAST Milk, S-ELISA | milk proteins |  | no | chocolate dessert |  | 0.75 - 1.29 |  | 50
p of c | Weiss (2016) | R-Biopharm RidaScreen FAST Milk, S-ELISA | milk proteins |  | no | cookies |  | 0.28 - 0.78 |  | 50 - 250
c | Neogen Veratox Casein allergen | S-ELISA | caseins |  | no |  | 2.457 | 0.8775 | 2.5 ppm non-fat dry milk | 50 | 1 mg SMP = 0.351 mg milk protein
c | Neogen BLG Biokits | S-ELISA | BLG |  | no |  | 60.624 | 21.6514 | 2 ppm BLG |  | Conversion from mg bLG to mg total protein ((reported quantity*100)/9.24)
c | Neogen Veratox Total milk | S-ELISA | milk proteins |  | no |  | 2.457 | 0.8775 | 2.5 ppm non-fat dry milk | 50 | 1 mg SMP = 0.351 mg milk protein
c | ELISA Systems Casein (ESCASPRD-48) | S-ELISA | caseins |  | no |  | 0.9828 | 0.351 | 1 ppm skim milk powder | 250 | 1 mg SMP = 0.351 mg milk protein
c | ELISA Systems BLG (ESMRDBLG-48) | S-ELISA | BLG |  | no |  | 3.0312 | 1.0826 | 0.1 ppm beta-lactoglobulin | 50 | Conversion from mg bLG to mg total protein ((reported quantity*100)/9.24)
c | ELISASystems Total milk (ESTMLK-48) | S-ELISA | milk proteins |  | no |  | 0.7 | 0.25 |  | 250
c | R- Biopharm RIDASCREEN®FAST Casein (R4612) | S-ELISA | caseins |  | no |  | 0.39784 | 0.14209 | 0.12 mg casein/kg | 500 | Conversion from mg total caseins to mg total protein ((reported quantity*100)/84.45)
c | R- Biopharm RIDASCREEN®FAST Casein (R4612) | S-ELISA | caseins |  | no |  | 2.3539 | 0.84068 | 0.71 mg casein/kg (RIDA extractor 2) | 50 | Conversion from mg total caseins to mg total protein ((reported quantity*100)/84.45)
c | R-Biopharm RIDASCREEN®FAST Milk (R4652) | S-ELISA | milk proteins |  | no |  | 1.96 | 0.7 |  | 50
c | R-Biopharm RIDASCREEN® ß-Lactoglobulin | C-ELISA | BLG |  | no |  | 3.6374 | 1.2991 | 0.12 mg BLG/kg | 50 | Conversion from mg bLG to mg total protein ((reported quantity*100)/9.24)
c | R-Biopharm RIDASCREEN®FAST ß-Lactoglobulin | C-ELISA | BLG |  | no |  | 5.7593 | 2.0569 | 0.19 mg BLG/kg | 50 | Conversion from mg bLG to mg total protein ((reported quantity*100)/9.24)
c | RömerLabs AgraQuant Beta-Lactoglobulin | S-ELISA | BLG |  | no |  | 0.045468 | 0.016239 | 1.5 ppb BLG | 500 | Conversion from mg bLG to mg total protein ((reported quantity*100)/9.24)
c | RömerLabs AgraQuant Casein | S-ELISA | caseins |  | no |  | 0.13261 | 0.047362 | 0.04 ppm casein | 500 | Conversion from mg total caseins to mg total protein ((reported quantity*100)/84.45)
c | RömerLabs AgraQuant Milk | S-ELISA | milk proteins |  | no |  | 0.14 | 0.05 |  | 500
c | RömerLabs AgraQuant Plus Casein | S-ELISA | caseins |  | no | Foodstuff | 0.66307 | 0.23681 | 0.2 ppm casein (foodstuff) | 250 | Conversion from mg total caseins to mg total protein ((reported quantity*100)/84.45)
c | RömerLabs AgraQuant Plus Casein | S-ELISA | caseins |  | no | Rinse water | 0.066307 | 0.023681 | 20 μg/L casein (rinse water) | 500 | Conversion from mg total caseins to mg total protein ((reported quantity*100)/84.45)
c | Biocheck UK BLG ELISA (R6037) | S-ELISA | BLG |  | no |  | 0.09828 | 0.0351 | <0.1 ppm skimmed milk powder | 500 | 1 mg SMP = 0.351 mg milk protein
c | Biocheck UK casein ELISA (R6023) | S-ELISA | caseins |  | no |  | 0.19656 | 0.0702 | <0.2 ppm skimmed milk powder | 500 | 1 mg SMP = 0.351 mg milk protein
c | Biochek UK milk total ELISA (R6041) | S-ELISA | milk proteins |  | no |  | 0.09828 | 0.0351 | <0.1 ppm skimmed milk powder | 500 | 1 mg SMP = 0.351 mg milk protein
c | MIOBS Casein ELISA KitII (M2113) | S-ELISA | casein | ≥20 | yes (casein) |  | 1.0278 | 0.36706 | 0.31 ppm casein | 250 | Conversion from mg total caseins to mg total protein ((reported quantity*100)/84.45)
c | MIOBS Beta-lactoglobulin ELISA kitII (M2112) | S-ELISA | BLG | ≥20 | yes (BLG) |  | 9.3967 | 3.356 | 0.31 ppm BLG | 5 | Conversion from mg bLG to mg total protein ((reported quantity*100)/9.24)
c | Elution Technologies Bovine Casein ELISA kit (E-75CAS) | S-ELISA | caseins | ≥30 | yes (casein) |  | 0.58947 | 0.21053 | 1.778 ng/mL casein = 0.1778 ppm casein if sample dilution is 1/100 | 250 | Conversion from mg total caseins to mg total protein ((reported quantity*100)/84.45)
c | Elution Technologies Bovine Total Milk Protein ELISA kit (E-75MLK) | S-ELISA | milk proteins | ≥30 | yes (casein) |  | 0.93576 | 0.3342 | 3.342 ng/mL milk proteins | 250 | 0.3342 ppm milk proteins if sample dilution is 1/100
c | Cosmo Bio Co FastKit ELISA ver. II Milk (sandwich ELISA) | S-ELISA | milk proteins |  | no |  | 0.8736 | 0.312 | 0.78 ng/mL milk proteins | 250 | to multiply by 400 according to manufacturer's instructions =>0.312 mg/kg milk proteins
c | Zeu Inmunotec Proteon ELISA BLG | S-ELISA | BLG |  | no |  | 0.90936 | 0.32477 | 0.03 ppm BLG | 250 | Conversion from mg bLG to mg total protein ((reported quantity*100)/9.24)
c | Sedium R&D - BLG ELISA KIT | S-ELISA | BLG |  | no |  | 2.1218 | 0.7578 | 0.07 ppm BLG | 50 | Conversion from mg bLG to mg total protein ((reported quantity*100)/9.24)
c | Sedium R&D - CASEIN ELISA KIT | C-ELISA | caseins |  | no |  | 0.79569 | 0.28417 | 0.24 ppm casein | 250 | Conversion from mg total caseins to mg total protein ((reported quantity*100)/84.45)
c | Sedium R&D - BSA ELISA KIT | C-ELISA | BSA |  | no |  | 263.1082 | 93.9672 | 0.62 ppm BSA
c | BioFront Technologies Inc. - BioFront MonoTrace™ Milk ELISA Kit CAS-EK-48 | S-ELISA | caseins |  |  |  | 0.39784 | 0.14209 | 0.12 mg casein/kg | 500 | Conversion from mg total caseins to mg total protein ((reported quantity*100)/84.45)
c | Diagnostic Automation / Cortez Diagnostics Inc. - AccuDiag ™ Milk Elisa, 5165-8 | S-ELISA | milk | ≥20 | yes | foodstuff | 0.14 | 0.05 |  | 500
c | Diagnostic Automation / Cortez Diagnostics Inc. - AccuDiag ™ Milk Elisa, 5165-8 | S-ELISA | milk | ≥20 | yes | soy milk | 0.364 | 0.13 |  | 500
c | Diagnostic Automation / Cortez Diagnostics Inc. - AccuDiag ™ Milk Elisa, 5165-8 | S-ELISA | milk | ≥20 | yes | orange juice | 3.08 | 1.1 |  | 50
c | Diagnostic Automation / Cortez Diagnostics Inc. - AccuDiag ™ Milk Elisa, 5165-8 | S-ELISA | milk | ≥20 | yes | white wine | 0.084 | 0.03 |  | 500
c | Diagnostic Automation / Cortez Diagnostics Inc. - AccuDiag ™ Milk Elisa, 5165-8 | S-ELISA | milk | ≥20 | yes | bread crumbs | 0.224 | 0.08 |  | 500
c | Diagnostic Automation / Cortez Diagnostics Inc. - AccuDiag ™ Milk Elisa, 5165-8 | S-ELISA | milk | ≥20 | yes | cookies | 0.448 | 0.16 |  | 500
c | Diagnostic Automation / Cortez Diagnostics Inc. - AccuDiag ™ Milk Elisa, 5165-8 | S-ELISA | milk | ≥20 | yes | chocolate | 0.28 | 0.1 |  | 500
c | Diagnostic Automation / Cortez Diagnostics Inc. - AccuDiag ™ Milk Elisa, 5165-8 | S-ELISA | milk | ≥20 | yes | sausage | 0.504 | 0.18 |  | 500
c | Diagnostic Automation / Cortez Diagnostics Inc. - AccuDiag ™ Casein Elisa, 5157-8 | S-ELISA | caseins | ≥10 | no |  | 0.13261 | 0.047362 | 0.04 ppm casein | 500 | Conversion from mg total caseins to mg total protein ((reported quantity*100)/84.45)
c | Diagnostic Automation / Cortez Diagnostics Inc. - AccuDiag ™ BLG Elisa, 5136-8 | S-ELISA | BLG | ≥40 | no |  | 0.045468 | 0.016239 | 1.5 ppb BLG | 500 | Conversion from mg bLG to mg total protein ((reported quantity*100)/9.24)
c | Indoor Biotechnologies / NBos d 5 ELISA kit (EL-NBD5) | S-ELISA | BLG |  | yes |  | 0 |  | 0.19 ng BLG/ml in the assay
c | Biomedal/AlerTox Casein |  | caseins | ≥10 | yes |  | 0.16577 | 0.059203 | 0.05 ppm caseins | 500 | Conversion from mg total caseins to mg total protein ((reported quantity*100)/84.45)
c | Biomedal/AlerTox Milk |  | milk proteins | ≥20 | no |  | 0.14 | 0.05 |  | 500
c | Biomedal/AlerTox BLG |  | BLG | ≥40 | no |  | 0.045468 | 0.016239 | 1.5 ppb BLG | 500 | Conversion from mg bLG to mg total protein ((reported quantity*100)/9.24)
c | EuroClone /Casein Food ELISA - EAE003096 |  | caseins | <10 | no |  | 1.507 | 0.53821 | LOQ=1.5 ppm caseins | 50 | Reported LOQ divided by 3.3, Conversion from mg total caseins to mg total protein ((reported quantity*100)/84.45)
c | EuroClone /BLG ELISA - EAE002096 |  | BLG | <10 | no |  | 3.6742 | 1.3122 | LOQ=0.4 ppm BLG | 5 | Reported LOQ divided by 3.3, Conversion from mg bLG to mg total protein ((reported quantity*100)/9.24)
c | EuroClone/ Casein Food High Senstitive - EAE017096 | S-ELISA | caseins | ≥10 | yes |  | 0.13261 | 0.047362 | 0.04 ppm caseins | 500 | Conversion from mg total caseins to mg total protein ((reported quantity*100)/84.45)
c | EuroClone/ BLG Food High Senstitive - EAE018096 |  | BLG | ≥30 | no |  | 0.30312 | 0.10826 | 10 ppb BLG | 500 | Conversion from mg bLG to mg total protein ((reported quantity*100)/9.24)
| Ingenesa/INgezim Casein R.30.CAS.K2 | S-ELISA | caseins | <10 | yes |  | 0.82884 | 0.29602 | 0.25 ppm casein | 250 | Conversion from mg total caseins to mg total protein ((reported quantity*100)/84.45)
| Ingenesa/INgezim B-Lactoglobulin R.30.BLG.K2 | S-ELISA | BLG |  | yes |  | 3.0312 | 1.0826 | 0.1 ppm BLG | 50 | Conversion from mg bLG to mg total protein ((reported quantity*100)/9.24)
PCR
p | Maudet and Taberlet (2001) | PCR | cytb, tRNA-Thr and tRNA-Pro genes |  | Yes, semi-quantitive (cow's milk) | goat cheese |  | 33.3 | 0,1% milk |  | 1000 mg milk.kg-1 divided by 30,3 (Taylor et al., 2014) to obtain total milk protein
p | Mafra (2004) | PCR | bovine mt12S rRNA, ovine mt12S/16S rRNA |  | Yes, semi-quantitive normalised (cow's milk) | ovine cheese |  | 33.3 | 0,1% milk |  | 1000 mg milk.kg-1 divided by 30,3 (Taylor et al., 2014) to obtain total milk protein
p | López-Calleja (2004) | PCR | cow's mt12S rRNA | <10 | Yes, semi-quantitive (cow's milk) | sheep milk |  | 33.3 | 0,1% milk |  | 1000 mg milk.kg-1 divided by 30,3 (Taylor et al., 2014) to obtain total milk protein
p | López-Calleja (2004) | PCR | cow's mt12S rRNA | <10 | Yes, semi-quantitive (cow's milk) | goat milk |  | 33.3 | 0,1% milk |  | 1000 mg milk.kg-1 divided by 30,3 (Taylor et al., 2014) to obtain total milk protein
p | Kotowicz (2007) | PCR | cow's mt12rRNA, goat's mt12rRNA |  | no | goat milk |  | 333 | 1% milk |  | 10000 mg milk.kg-1 divided by 30,3 (Taylor et al., 2014) to obtain total milk protein
p | Rodrigues (2012) | PCR | cow's mt12rRNA, goat's mt12rRNA | milk samples | semi-quantitative (cow's milk) | goat milk |  | 165 | 0,5% milk |  | 5000 mg milk.kg-1 divided by 30,3 (Taylor et al., 2014) to obtain total milk protein
p | Cottenet (2011) | qPCR | cow's cyt b | <10 | yes (cow's milk) | buffalo milk |  | 333 | 1% |  | 10000 mg milk.kg-1 divided by 30,3 (Taylor et al., 2014) to obtain total milk protein
p | Mayer (2012) | qPCR | bovine mt12S rRNA, ovine mt12S/16S rRNA | reported in previous works | yes (cow's milk) | mixed-milk cheese |  | 33.3 | 0,1% milk |  | 1000 mg milk.kg-1 divided by 30,3 (Taylor et al., 2014) to obtain total milk protein
p | Mayer (2012) | qPCR | bovine mt12S rRNA, ovine mt12S/16S rRNA | reported in previous works | yes (cow's milk) | soy milk products |  | 33.3 | 0,1% milk |  | 1000 mg milk.kg-1 divided by 30,3 (Taylor et al., 2014) to obtain total milk protein
p | Xiao (2016) | qPCR | Cow's α-lactalbumin gene | <10 | yes (cow's DNA) | chocolates |  |  | 0.05 ng (bovine DNA)
p | Xiao (2016) | qPCR | Cow's α-lactalbumin gene | <10 | yes (cow's DNA) | biscuits |  |  | 0.05 ng (bovine DNA)
p | Xiao (2016) | qPCR | Cow's α-lactalbumin gene | <10 | yes (cow's DNA) | drinks |  |  | 0.05 ng (bovine DNA)
MS
p | Ansari (2011) | SRM | α-Lactalbumin-VGINYWLAHK |  | ng/ml individual protein | solvent standards |  |  | 131 ng/ml α-Lactalbumin |  | The LOD refers to solvent based calibration solutions only. Not enough detail was provided to convert to mg protein/kg food
p | Ansari (2011) | SRM | b-Lactoglobulin-IPAVFK |  | ng/ml individual protein | solvent standards |  |  | 30 ng/ml b-Lactoglobulin |  | The LOD refers to solvent based calibration solutions only. Not enough detail was provided to convert to mg protein/kg food
p | Ansari (2011) | SRM | b-Lactoglobulin-LIVTQTMK |  | ng/ml individual protein | solvent standards |  |  | 73 ng/ml b-Lactoglobulin |  | The LOD refers to solvent based calibration solutions only. Not enough detail was provided to convert to mg protein/kg food
p | Ansari (2011) | SRM | a S1-casein-YLGYLEQLLR |  | ng/ml individual protein | solvent standards |  |  | 20 ng/ml a S1-casein |  | The LOD refers to solvent based calibration solutions only. Not enough detail was provided to convert to mg protein/kg food
p | Ansari (2011) | SRM | a S1-casein-FFVAPFPEVFGK |  | ng/ml individual protein | solvent standards |  |  | 18 ng/ml a S1-casein |  | The LOD refers to solvent based calibration solutions only. Not enough detail was provided to convert to mg protein/kg food
p | Ansari (2011) | SRM | b-casein-GPFPIIV |  | ng/ml individual protein | solvent standards |  |  | 35 ng/ml b-casein |  | The LOD refers to solvent based calibration solutions only. Not enough detail was provided to convert to mg protein/kg food
p | Ansari (2011) | SRM | b-casein-VLPVPQK |  | ng/ml individual protein | solvent standards |  |  | 34 ng/ml b-casein |  | The LOD refers to solvent based calibration solutions only. Not enough detail was provided to convert to mg protein/kg food
p | De Angelis (2017) | SRM | a S1-casein-YLGYLEQLLR |  | ng/ml Casinates | wine
p | De Angelis (2017) | SRM | a S1-casein-FFVAPFPEVFGK |  | ng/ml Casinates | wine | 0.168 | 0.06 | 50 ng/ml casinates | 500 | Converted from ml wine to kg wine, converted from mg of Caseinates to mg total protein
p | De Angelis (2017) | SRM | a S1-casein-EPMIGVNQELAYFYPELFR |  | ng/ml individual protein | wine
p | De Angelis (2017) | SRM | b-casein -DMPIQAFLLYQEPVLGPVR |  | ng/ml individual protein | wine | 0.1764 | 0.063 | 53 ng/ml casinates | 500 | Converted from ml wine to kg wine, converted from mg of Caseinates to mg total protein
p | Heick (2011a) | SRM | a S1-casein-YLGYLEQLLR |  | µg/g SMP | bread | 4.928 | 1.76 | 5 µg/g SMP in bread | 50 | 1 mg SMP = 0.351 mg milk protein
p | Heick (2011a) | SRM | a S1-casein-FFVAPFPEVFGK |  | µg/g SMP | bread | 4.928 | 1.76 | 5 µg/g SMP in bread | 50 | 1 mg SMP = 0.351 mg milk protein
p | Heick (2011a) | SRM | a S2-casein-NAVPITPTLNR |  | µg/g SMP | bread | 4.928 | 1.76 | 5 µg/g SMP in bread | 50 | 1 mg SMP = 0.351 mg milk protein
p | Heick (2011a) | SRM | a S2-casein-FALPQYLK |  | µg/g SMP | bread | 4.928 | 1.76 | 5 µg/g SMP in bread | 50 | 1 mg SMP = 0.351 mg milk protein
p | Heick (2011b) | SRM | a S1-casein-YLGYLEQLLR |  | µg/ml solvent standard | spiked bread/flour |  |  | 0.14 µg/ml spiked extract |  | The LOD refers to solvent based calibration solutions only. Not enough detail was provided to convert to mg protein/kg food
p | Heick (2011b) | SRM | a S1-casein-FFVAPFPEVFGK |  | µg/ml solvent standard | spiked bread/flour
p | Heick (2011b) | SRM | a S2-casein-NAVPITPTLNR |  | µg/ml solvent standard | spiked bread/flour
p | Heick (2011b) | SRM | a S2-casein-FALPQYLK |  | µg/ml solvent standard | spiked bread/flour
p | Ji (2017) | SRM | a S1-casein-YLGYLEQLLR |  | µg/ml individual protein | cookie |  |  | 0.2 µg/ml a S1 Casein |  | The LOD refers to solvent based calibration solutions only. Not enough detail was provided to convert to mg protein/kg food
p | Ji (2017) | SRM | a S1-casein-HQGLPQEVINENLLR |  | µg/ml individual protein | cookie
p | Ji (2017) | SRM | b-Lactoglobulin-LIVTQTMK |  | µg/ml individual protein | cookie
p | Ji (2017) | SRM | b-Lactoglobulin-TPEVDDEALEK |  | µg/ml individual protein | cookie |  |  | 0.2 µg/ml B-lactoglobulin |  | The LOD refers to solvent based calibration solutions only. Not enough detail was provided to convert to mg protein/kg food
p | Ji (2017) | SRM | α-Lactalbumin-VGINYWLAHK |  | µg/ml individual protein | cookie |  |  | 0.39 g/ml α-Lactalbumin |  | The LOD refers to solvent based calibration solutions only. Not enough detail was provided to convert to mg protein/kg food
p | Lamberti (2016) | SRM | a S1-casein-YLGYLEQLLR |  | µg/g individual protein | cookie
p | Lamberti (2016) | SRM | a S1-casein-FFVAPFPEVFGK |  | µg/g individual protein | cookie | 1.26 | 0.45 | 1.3 mg/kg SMP | 50 | 1 mg SMP = 0.351 mg milk protein
p | Lamberti (2016) | SRM | a S1-casein-HQGLPQEVINENLLR |  | µg/g individual protein | cookie
p | Lutter (2011) | SRM | b-casein-AVPYPQR |  | mg SMP/ kg food | infant formula | 19.6 | 7 | 20 mg SMP/kg | 5 | 1 mg SMP = 0.351 mg milk protein
p | Lutter (2011) | SRM | b-Lactoglobulin-TPEVDDEALEK |  | mg SMP/ kg food | infant formula | 19.6 | 7 | 20 mg SMP/kg | 5 | 1 mg SMP = 0.351 mg milk protein
p | Lutter (2011) | SRM | b-Lactoglobulin-VLVLDTDYK |  | mg SMP/ kg food | infant formula | 5.04 | 1.8 | 5 mg SMP/kg | 50 | 1 mg SMP = 0.351 mg milk protein
p | Lutter (2011) | SRM | a S2-casein-ALNEINQFYQK |  | mg SMP/ kg food | infant formula | 49.28 | 17.6 | 50 mg SMP/kg | 5 | 1 mg SMP = 0.351 mg milk protein
p | Lutter (2011) | SRM | a S2-casein-FALPQYLK |  | mg SMP/ kg food | infant formula | 5.04 | 1.8 | 5 mg SMP/kg | 50 | 1 mg SMP = 0.351 mg milk protein
p | Lutter (2011) | SRM | k-casein-YIPIQYVLSR |  | mg SMP/ kg food | infant formula | 19.6 | 7 | 20 mg SMP/kg | 5 | 1 mg SMP = 0.351 mg milk protein
p | Lutter (2011) | SRM | b-casein-AVPYPQR |  | mg SMP/ kg food | breakfast cereal | 1.12 | 0.4 | 1 mg SMP/kg | 250 | 1 mg SMP = 0.351 mg milk protein
p | Lutter (2011) | SRM | b-Lactoglobulin-TPEVDDEALEK |  | mg SMP/ kg food | breakfast cereal | 1.96 | 0.7 | 2 mg SMP/kg | 50 | 1 mg SMP = 0.351 mg milk protein
p | Lutter (2011) | SRM | b-Lactoglobulin-VLVLDTDYK |  | mg SMP/ kg food | breakfast cereal | 1.12 | 0.4 | 1 mg SMP/kg | 250 | 1 mg SMP = 0.351 mg milk protein
p | Lutter (2011) | SRM | a S2-casein-ALNEINQFYQK |  | mg SMP/ kg food | breakfast cereal | 1.9208 | 0.686 | 2 mg SMP/kg | 50 | 1 mg SMP = 0.351 mg milk protein
p | Lutter (2011) | SRM | a S2-casein-FALPQYLK |  | mg SMP/ kg food | breakfast cereal | 1.12 | 0.4 | 1 mg SMP/kg | 250 | 1 mg SMP = 0.351 mg milk protein
p | Lutter (2011) | SRM | k-casein-YIPIQYVLSR |  | mg SMP/ kg food | breakfast cereal | 1.9208 | 0.686 | 2 mg SMP/kg | 50 | 1 mg SMP = 0.351 mg milk protein
p | Lutter (2011) | SRM | b-casein-AVPYPQR |  | mg SMP/ kg food | infant cereal | 1.12 | 0.4 | 1 mg SMP/kg | 250 | 1 mg SMP = 0.351 mg milk protein
p | Lutter (2011) | SRM | b-Lactoglobulin-TPEVDDEALEK |  | mg SMP/ kg food | infant cereal | 1.9208 | 0.686 | 2 mg SMP/kg | 50 | 1 mg SMP = 0.351 mg milk protein
p | Lutter (2011) | SRM | b-Lactoglobulin-VLVLDTDYK |  | mg SMP/ kg food | infant cereal | 1.12 | 0.4 | 1 mg SMP/kg | 250 | 1 mg SMP = 0.351 mg milk protein
p | Lutter (2011) | SRM | a S2-casein-ALNEINQFYQK |  | mg SMP/ kg food | infant cereal | 1.9208 | 0.686 | 2 mg SMP/kg | 50 | 1 mg SMP = 0.351 mg milk protein
p | Lutter (2011) | SRM | a S2-casein-FALPQYLK |  | mg SMP/ kg food | infant cereal | 1.12 | 0.4 | 1 mg SMP/kg | 250 | 1 mg SMP = 0.351 mg milk protein
p | Lutter (2011) | SRM | k-casein-YIPIQYVLSR |  | mg SMP/ kg food | infant cereal | 1.9208 | 0.686 | 2 mg SMP/kg | 50 | 1 mg SMP = 0.351 mg milk protein
p | Lutter (2011) | SRM | b-casein-AVPYPQR |  | mg SMP/ kg food | baby food | 1.12 | 0.4 | 1 mg SMP/kg | 250 | 1 mg SMP = 0.351 mg milk protein
p | Lutter (2011) | SRM | b-Lactoglobulin-TPEVDDEALEK |  | mg SMP/ kg food | baby food | 1.12 | 0.4 | 1 mg SMP/kg | 250 | 1 mg SMP = 0.351 mg milk protein
p | Lutter (2011) | SRM | b-Lactoglobulin-VLVLDTDYK |  | mg SMP/ kg food | baby food | 1.12 | 0.4 | 1 mg SMP/kg | 250 | 1 mg SMP = 0.351 mg milk protein
p | Lutter (2011) | SRM | a S2-casein-ALNEINQFYQK |  | mg SMP/ kg food | baby food | 1.12 | 0.4 | 1 mg SMP/kg | 250 | 1 mg SMP = 0.351 mg milk protein
p | Lutter (2011) | SRM | a S2-casein-FALPQYLK |  | mg SMP/ kg food | baby food | 1.12 | 0.4 | 1 mg SMP/kg | 250 | 1 mg SMP = 0.351 mg milk protein
p | Lutter (2011) | SRM | k-casein-YIPIQYVLSR |  | mg SMP/ kg food | baby food | 1.12 | 0.4 | 1 mg SMP/kg | 250 | 1 mg SMP = 0.351 mg milk protein
p | Lutter (2011) | SRM | b-casein-AVPYPQR |  | mg SMP/ kg food | rinse water | 1.9208 | 0.686 | 2 mg SMP/kg | 50 | 1 mg SMP = 0.351 mg milk protein
p | Lutter (2011) | SRM | b-Lactoglobulin-TPEVDDEALEK |  | mg SMP/ kg food | rinse water | 1.12 | 0.4 | 1 mg SMP/kg | 250 | 1 mg SMP = 0.351 mg milk protein
p | Lutter (2011) | SRM | b-Lactoglobulin-VLVLDTDYK |  | mg SMP/ kg food | rinse water | 1.12 | 0.4 | 1 mg SMP/kg | 250 | 1 mg SMP = 0.351 mg milk protein
p | Lutter (2011) | SRM | a S2-casein-ALNEINQFYQK |  | mg SMP/ kg food | rinse water | 1.12 | 0.4 | 1 mg SMP/kg | 250 | 1 mg SMP = 0.351 mg milk protein
p | Lutter (2011) | SRM | a S2-casein-FALPQYLK |  | mg SMP/ kg food | rinse water | 1.12 | 0.4 | 1 mg SMP/kg | 250 | 1 mg SMP = 0.351 mg milk protein
p | Lutter (2011) | SRM | k-casein-YIPIQYVLSR |  | mg SMP/ kg food | rinse water | 1.9208 | 0.686 | 2 mg SMP/kg | 50 | 1 mg SMP = 0.351 mg milk protein
p | Mattarozzi (2014) | MS/MS | a S1-casein-HQGLPQEVINENLLR |  | µg/ml single protein | red wine
p | Mattarozzi (2014) | MS/MS | a S1-casein-YLGYLEQLLR |  | µg/ml single protein | red wine | 3.92 | 1.4 | 0.5 µg aS1 Casein / ml | 50 | Converted from ml wine to kg wine, converted from mg of as1 Casein to mg total protein
p | Mattarozzi (2014) | MS/MS | b-casein-VLPVPQK |  | µg/ml single protein | red wine
p | Mattarozzi (2014) | MS/MS | b-casein-AVPYPQR |  | µg/ml single protein | red wine | 0.112 | 0.04 | 0.01 µg b Casein / ml | 500 | Converted from ml wine to kg wine, converted from mg of b Casein to mg total protein
p | Monaci (2008) | MS | a lactalbumin |  | µg/ml single protein | fruit juice | 84.8485 | 30.303 | 1 µg/ml a lactalbumin |  | As the density of fruit juice varies so much a g of fruit juice was considered to equal 1 ml, converted from mg of a lactalbumin to total protein
p | Monaci (2008) | MS | b-lactoglobulin |  | µg/ml single protein | fruit juice | 30.303 | 10.8225 | 1 µg/ml b lactogolbulin | 5 | As the density of fruit juice varies so much a g of fruit juice was considered to equal 1 ml, converted from mg of b lactoglobulin to total protein
p | Monaci (2010a) | TOF MS | a S1-casein-HQGLPQEVINENLLR |  | mg total casinate/l | wine
p | Monaci (2010a) | TOF MS | a S1-casein-FFVAPFPEVFGK |  | mg total casinate/l | wine
p | Monaci (2010a) | TOF MS | a S1-casein-YLGYLEQLLR |  | mg total casinate/l | wine
p | Monaci (2010a) | TOF MS | a S2-casein-YIPIQYVLSR |  | mg total casinate/l | wine
p | Monaci (2010a) | TOF MS | a S2-casein-NAVPITPTLNR |  | mg total casinate/l | wine
p | Monaci (2010a) | TOF MS | b-casein-DMPIQAFLLYQEPVLGPVR |  | mg total casinate/l | wine
p | Monaci (2010a) | TOF MS | b-casein-VLPVPQK |  | mg total casinate/l | wine
p | Monaci (2010a) | TOF MS | b-casein-GPFPIIV |  | mg total casinate/l | wine | 167.16 | 59.7 | 50 µg/ml Casinate |  | Converted from ml wine to kg wine, converted from mg of Caseinates to mg total protein
p | Monaci (2010a) | TOF MS | k-casein-SPAQILQWQVLSNTVPAK |  | mg total casinate/l | wine
p | Monaci (2010b) | TOF MS | a S1-casein-FFVAPFPEVFGK |  |  | cookie
p | Monaci (2010b) | TOF MS | a S1-casein-YLGYLEQLLR |  |  | cookie | 98.28 | 35.1 | 100 µg/g SMP |  | 1 mg SMP = 0.351 mg milk protein
p | Monaci (2013) | HR MS | a S1-casein-FFVAPFPEVFGK |  | mg total casinate/l | white wine | 1.344 | 0.48 | 0.4 µg/ml Casinate | 50 | Converted from ml wine to kg wine, converted from mg of Caseinates to mg total protein
p | Monaci (2013) | HR MS | b-casein-GPFPIIV |  | mg total casinate/l | white wine | 1.68 | 0.6 | 0.5 µg/ml Casinate | 50 | Converted from ml wine to kg wine, converted from mg of Caseinates to mg total protein
p | Monaci (2013) | HR MS | a S1-casein-YLGYLEQLLR |  | mg total casinate/l | white wine | 1.988 | 0.71 | 0.6 µg/ml Casinate | 50 | Converted from ml wine to kg wine, converted from mg of Caseinates to mg total protein
p | Monaci (2014) | SRM | a S1-casein-YLGYLEQLLR |  | mg milk protein/ kg food | cookie | 0.392 | 0.14 |  | 500
p | Monaci (2014) | SRM | a S1-casein-FFVAPFPEVFGK |  | mg milk protein/ kg food | cookie | 0.336 | 0.12 |  | 500
p | Parker (2015) | SRM | a S1-casein-FFVAPFPEVFGK
p | Parker (2015) | SRM | a S1-casein-HQGLPQEVINENLLR
p | Parker (2015) | SRM | a S1-casein-YLGYLEQLLR
p | Parker (2015) | SRM | b-lactoglobulin-LSFNPTQLEEQCHI
p | Parker (2015) | SRM | b-lactoglobulin-TPEVDDEALEK
p | Parker (2015) | SRM | b-lactoglobulin-VLVLDTDYK
p | Pilolli (2014) | HR MS & SRM | a S1-casein-YLGYLEQLLR |  | µg/ml single protein | wine | 0.672 | 0.24 | 0.2 µg/ml casinate | 250 | Converted from ml wine to kg wine, converted from mg of Caseinates to mg total protein
p | Pilolli (2014) | HR MS & SRM | a S1-casein-FFVAPFPEVFGK |  | µg/ml single protein | winw | 1.008 | 0.36 | 0.3 µg/ml casinate | 250 | Converted from ml wine to kg wine, converted from mg of Caseinates to mg total protein
p | Pilolli (2017) | SRM | a S1-casein-YLGYLEQLLR |  | µg/g skimkmed milk powder | cookie
p | Pilolli (2017) | SRM | a S1-casein-FFVAPFPEVFGK |  | µg/g skimkmed milk powder | cookie | 7 | 2.5 | 7 µg/g SMP | 5 | 1 mg SMP = 0.351 mg milk protein
p | Planque (2017) | SRM | a S1-casein-FFVAPFPEVFGK
p | Planque (2016) | SRM | a S1-casein-HQGLPQEVINENLLR |  | mg milk protein/ kg food |  | 1.4 | 0.5 |  | 50 | Reported as LOQ. No LOD reported
p | Planque (2016) | SRM | a S1-casein-FFVAPFPEVFGK |  | mg milk protein/ kg food |  | 1.4 | 0.5 |  | 50 | Reported as LOQ. No LOD reported
p | Planque (2016) | SRM | a S1-casein-YLGYLEQLLR |  | mg milk protein/ kg food |  | 1.4 | 0.5 |  | 50 | Reported as LOQ. No LOD reported
p | Planque (2016) | SRM | a S2-casein-NAVPITPTLNR |  | mg milk protein/ kg food |  | 1.4 | 0.5 |  | 50 | Reported as LOQ. No LOD reported
p | Planque (2016) | SRM | b-Lactoglobulin-VYVEELKPTPEGDLEILLQK |  | mg milk protein/ kg food |  | 14 | 5 |  | 5 | Reported as LOQ. No LOD reported
p | Planque (2016) | SRM | b-Lactoglobulin-VLVLDTDYK |  | mg milk protein/ kg food |  | 14 | 5 |  | 5 | Reported as LOQ. No LOD reported
p | Planque (2016) | SRM | b-Lactoglobulin-LSFNPTQLEEQCHIN |  | mg milk protein/ kg food |  | 14 | 5 |  | 5 | Reported as LOQ. No LOD reported
p | Weber (2006) | TOF MS | a S1-casein-YLGYLEQLLR |  | µg/g SMP | Spiked hot dog | 4.928 | 1.76 | 5 µg/g SMP | 50 | 1 mg SMP = 0.351 mg milk protein
p | Weber (2006) | TOF MS | a S1-casein-FFVAPFPEVFGK |  | µg/g SMP | Spiked hot dog | 4.928 | 1.76 | 5 µg/g SMP | 50 | 1 mg SMP = 0.351 mg milk protein
Conversion factors used
|  | conversion made assuming 1L wine=0.99kg (according to FAO/INFOODS Databases,"wine, table, all") |  |  | Milk Proteins | % total proteins, Mean (calculated)
|  | 1 mg SMP = 0.351 mg milk protein |  |  | AS1 Casein | 35.6295
[5 empty] | AS2 Casein | 9.2373
[5 empty] | B Casein | 26.3922
[5 empty] | Gamma Casein | 3.9588
| legend |  |  |  | Kappa Casein | 9.2373
| p | published method (not kit) |  |  | Total caseins | 84.455
| c | commercially available kit
| p of c | peer reviewed publication of commercially available kit(s) |  |  | Alpha Lactalbumin | 3.299
| C(G)E | capillary (gel) electrophoresis |  |  | Beta lactoglobuiln | 9.2373
| C-ELISA | competitive ELISA |  |  | Immunoglobulins | 2.1114
| ELISA | enzyme-linked immunosorbent assay |  |  | BSA | 0.6598
| GE | gel electrohoresis |  |  | lactoferrin | 0.23753
| HPLC | high performance liquid chromatography |  |  | Non Fat Dry Milk | 35.1 | Taylor S. et al. (2014)
| HR | high resolution
| LPA | ligation dependent probe amplification
| MRM | multiple-reaction monitoring
| MS | mass spectrometry
| MS3 | triple-stage based mass spectrometry
| PCR | polymerase chain reaction
| qPCR | real-time PCR (quantitative PCR)
| RPA | recombinase polymerase amplification
| S-ELISA | sandwich-type ELISA
| SRM | selected-reaction monitoring
| TOF | time of flight
| highlighted LOD | original data
| non-highlighted LOD | converted data
References
Ansari, P., N. Stoppacher, J. Rudolf, R. Schuhmacher, and S. Baumgartner. 2011. 'Selection of possible marker peptides for the detection of major ruminant milk proteins in food by liquid chromatography-tandem mass spectrometry', Anal Bioanal Chem, 399: 1105-15
Castillo, D. S., and A. Cassola. 2017. 'Novel sensitive monoclonal antibody based competitive enzyme-linked immunosorbent assay for the detection of raw and processed bovine beta-casein', PLoS One, 12: e0182447
Cellerino, K., M.J. Binaghi, C.E. Cagnasso, G. Docena and L.B. Lopez. 2014. 'Milk Protein Detection in Raw and Cooked Meat Products Using Immunochemichal Methods', Journal of Food and Nutrition Sciences, 2: 236
Cottenet, G., C. Blancpain, and P. A. Golay. 2011. 'Simultaneous detection of cow and buffalo species in milk from China, India, and Pakistan using multiplex real-time PCR', Journal of Dairy Science, 94: 3787-93
De Angelis, El., R. Pilolli and L. Monaci. 2017. 'Coupling SPE on-line pre-enrichment with HPLC and MS/MS for the sensitive detection of multiple allergens in wine', Food Control, 73: 814-20
de Luis R., M.D. Pérez, L. Sánchez, M. Lavilla and M. Calvo. 2007. "Development of two immunoassay formats to detect beta-lactoglobulin: influence of heat treatment on beta-lactoglobulin immunoreactivity and assay applicability in processed food", J Food Prot. 70(7):1691-7.
de Luis R., M.D. Pérez, L. Sánchez, M. Lavilla and M. Calvo. Development of two immunoassay formats to detect beta-lactoglobulin: influence of heat treatment on beta-lactoglobulin immunoreactivity and assay applicability in processed food. J Food Prot. 2007 Jul;70(7):1691-7. DOI: 10.4315/0362-028x-70.7.1691
Deckwart, M., C. Carstens, M. Webber-Witt, V. Schäfer, L. Eichhorn, S. Kang, M. Fischer, K. Brockow, M. Christmann and A. Paschke-Kratzin. 2014. 'Development of a Sensitive ELISA for the Detection of Casein-Containing Fining Agents in Red and White Wines', Journal of Agricultural and Food Chemistry, 62: 6803-12
Diaz-Amigo C. Towards a Comprehensive Validation of ELISA Kits for Food Allergens. Case 2—Milk. Food Anal. Methods (2010) 3:351–356. DOI 10.1007/s12161-009-9095-y
Downs, M. L., and S. L. Taylor. 2010. 'Effects of thermal processing on the enzyme-linked immunosorbent assay (ELISA) detection of milk residues in a model food matrix', J Agric Food Chem, 58: 10085-91
Gomaa, A., and J. Boye. 2015. 'Simultaneous detection of multi-allergens in an incurred food matrix using ELISA, multiplex flow cytometry and liquid chromatography mass spectrometry (LC-MS)', Food Chem, 175: 585-92
He, S., X. Li, J. Gao, P. Tong and H. Chen. 2017. 'Development of sandwich ELISA for testing bovine β-lactoglobulin allergenic residues by specific polyclonal antibody against human IgE binding epitopes', Food Chemistry, 227: 33-40
Hefle, S. L., and D. M. Lambrecht. 2004. 'Validated sandwich enzyme-linked immunosorbent assay for casein and its application to retail and milk-allergic complaint foods', J Food Prot, 67: 1933-8
Heick, J., M. Fischer, S. Kerbach, U. Tamm, and B. Popping. 2011a. 'Application of a liquid chromatography tandem mass spectrometry method for the simultaneous detection of seven allergenic foods in flour and bread and comparison of the method with commercially available ELISA test kits', J AOAC Int, 94: 1060-8.
Heick, J., M. Fischer, and B. Popping. 2011b. 'First screening method for the simultaneous detection of seven allergens by liquid chromatography mass spectrometry', J Chromatogr A, 1218: 938-43
Ivens, K. O., J. L. Baumert, and S. L. Taylor. 2016. 'Commercial Milk Enzyme-Linked Immunosorbent Assay (ELISA) Kit Reactivities to Purified Milk Proteins and Milk-Derived Ingredients', J Food Sci, 81: T1871-8
Ji, J., P. Zhu, F. Pi, C. Sun, J. Sun, M. Jia, C. Ying, Y. Zhang and X. Sun. 2017. 'Development of a liquid chromatography-tandem mass spectrometry method for simultaneous detection of the main milk allergens', Food Control, 74: 79-88
Johnson, P. E., N. M. Rigby, J. R. Dainty, A. R. Mackie, U. U. Immer, A. Rogers, P. Titchener, M. Shoji, A. Ryan, L. Mata, H. Brown, T. Holzhauser, V. Dumont, J. A. Wykes, M. Walker, J. Griffin, J. White, G. Taylor, B. Popping, R. Crevel, S. Miguel, P. Lutter, F. Gaskin, T. B. Koerner, D. Clarke, R. Sherlock, A. Flanagan, C. H. Chan, and E. N. Mills. 2014. 'A multi-laboratory evaluation of a clinically-validated incurred quality control material for analysis of allergens in food', Food Chem, 148: 30-6
Khuda, S., A. Slate, M. Pereira, F. Al-Taher, L. Jackson, C. Diaz-Amigo, E.C. Bigley, T. Whitaker and K. Williams. 2012. 'Effect of Processing on Recovery and Variability Associated with Immunochemical Analytical Methods for Multiple Allergens in a Single Matrix: Dark Chocolate', Journal of Agricultural and Food Chemistry, 60: 4204-11
Kotowicz, M., E. Adamczyk, and J. Bania. 2007. 'Application of a duplex-PCR for detection of cows' milk in goats' milk', Ann Agric Environ Med, 14: 215-8
Lacorn M, R. Ristow, R. Weiss and U. Immer. Collaborative Tests of ELISA Methods for the Determination of Egg White Protein and Caseins Used as Fining Agents in Red and White Wines. Food Anal. Methods (2014) 7:417–429. DOI 10.1007/s12161-013-9641-5
Lamberti, C., E. Acquadro, D. Corpillo, M. Giribaldi, L. Decastelli, C. Garino, M. Arlorio, C. Ricciardi, L. Cavallarin, and M. G. Giuffrida. 2016. 'Validation of a mass spectrometry-based method for milk traces detection in baked food', Food Chem, 199: 119-27
Lifrani, A., J. Dos Santos, M. Dubarry, M. Rautureau, F. Blachier and D. Tome. 2009. 'Development of Animal Models and Sandwich-ELISA Tests to Detect the Allergenicity and Antigenicity of Fining Agent Residues in Wines', Journal of Agricultural and Food Chemistry, 57: 525-34
López-Calleja, I., I. González, V. Fajardo, M. A. Rodríguez, P. E. Hernández, T. García, and R. Martín. 2004. 'Rapid Detection of Cows’ Milk in Sheeps’ and Goats’ Milk by a Species-Specific Polymerase Chain Reaction Technique', Journal of Dairy Science, 87: 2839-45
Lutter, P., V. Parisod, and H. Weymuth. 2011. 'Development and validation of a method for the quantification of milk proteins in food products based on liquid chromatography with mass spectrometric detection', J AOAC Int, 94: 1043-59
Mafra, I., I.M.P.L.V.O. Ferreira, M.A. Faria and B.P.P. Oliveira. 2004. 'A Novel Approach to the Quantification of Bovine Milk in Ovine Cheeses Using a Duplex Polymerase Chain Reaction Method', Journal of Agricultural and Food Chemistry, 52: 4943-47
Matsuda, R., Y. Yoshioka, H. Akiyama, K. Aburatani, Y. Watanabe, T. Matsumoto, N. Morishita, H. Sato, T. Mishima, R. Gamo, Y. Kihira, and T. Maitani. 2006. 'Interlaboratory evaluation of two enzyme-linked immunosorbent assay kits for the detection of egg, milk, wheat, buckwheat, and peanut in foods', J AOAC Int, 89: 1600-8
Mattarozzi, M., M. Milioli, C. Bignardi, L. Elviri, C. Corradini and M. Careri. 2014. 'Investigation of different sample pre-treatment routes for liquid chromatography–tandem mass spectrometry detection of caseins and ovalbumin in fortified red wine', Food Control, 38: 82-87
Maudet, C. and P. Taberlet. 2001. 'Detection of cows' milk in goats' cheeses inferred from mitochondrial DNA polymorphism', Journal of Dairy Research, 68: 229-35
Mayer, H.K., J. Bürger and N. Kaar. 2012. 'Quantification of cow’s milk percentage in dairy products – a myth?', Analytical and Bioanalytical Chemistry, 403: 3031-40
Monaci, L., and A. J. van Hengel. 2008. 'Development of a method for the quantification of whey allergen traces in mixed-fruit juices based on liquid chromatography with mass spectrometric detection', J Chromatogr A, 1192: 113-20
Monaci, L., I. Losito, F. Palmisano, and A. Visconti. 2010a. 'Identification of allergenic milk proteins markers in fined white wines by capillary liquid chromatography-electrospray ionization-tandem mass spectrometry', J Chromatogr A, 1217: 4300-5
Monaci, L., J.V. Nørgaard and A.J. van Hengel. 2010b. 'Feasibility of a capillary LC/ESI-Q-TOF MS method for the detection of milk allergens in an incurred model food matrix', Analytical Methods, 2: 967.
Monaci, L., I. Losito, E. De Angelis, R. Pilolli and A. Visconti. 2013. 'Multi-allergen quantification of fining-related egg and milk proteins in white wines by high-resolution mass spectrometry', Rapid Communications in Mass Spectrometry, 27: 2009-18
Monaci, L., R. Pilolli, E. De Angelis, M. Godula, and A. Visconti. 2014. 'Multi-allergen detection in food by micro high-performance liquid chromatography coupled to a dual cell linear ion trap mass spectrometry', J Chromatogr A, 1358: 136-44
Negroni, L., H. Bernard, G. Clement, J. M. Chatel, P. Brune, Y. Frobert, J. M. Wal, and J. Grassi. 1998. 'Two-site enzyme immunometric assays for determination of native and denatured beta-lactoglobulin', J Immunol Methods, 220: 25-37
Parker, C. H., S. E. Khuda, M. Pereira, M. M. Ross, T. J. Fu, X. Fan, Y. Wu, K. M. Williams, J. DeVries, B. Pulvermacher, B. Bedford, X. Zhang, and L. S. Jackson. 2015. 'Multi-allergen Quantitation and the Impact of Thermal Treatment in Industry-Processed Baked Goods by ELISA and Liquid Chromatography-Tandem Mass Spectrometry', J Agric Food Chem, 63: 10669-80
Pelaez-Lorenzo, C., J. C. Diez-Masa, I. Vasallo, and M. de Frutos. 2010. 'Development of an optimized ELISA and a sample preparation method for the detection of beta-lactoglobulin traces in baby foods', J Agric Food Chem, 58: 1664-71
Pilolli, R., E. De Angelis, M. Godula, A. Visconti, and L. Monaci. 2014. 'Orbitrap monostage MS versus hybrid linear ion trap MS: application to multi-allergen screening in wine', J Mass Spectrom, 49: 1254-63
Pilolli, R., E. De Angelis, and L. Monaci. 2017. 'Streamlining the analytical workflow for multiplex MS/MS allergen detection in processed foods', Food Chem, 221: 1747-53
Planque, M., T. Arnould, M. Dieu, P. Delahaut, P. Renard, and N. Gillard. 2016. 'Advances in ultra-high performance liquid chromatography coupled to tandem mass spectrometry for sensitive detection of several food allergens in complex and processed foodstuffs', J Chromatogr A, 1464: 115-23
Planque, M., T. Arnould, P. Renard, P. Delahaut, M. Dieu, and N. Gillard. 2017. 'Highlight on Bottlenecks in Food Allergen Analysis: Detection and Quantification by Mass Spectrometry', J AOAC Int, 100: 1126-30
Restani P., F. Uberti, C. Tarantino, C. Ballabio, F. Gombac, E. Bastiani, L. Bolognini, F. Pavanello and R. Danzi. Collaborative Interlaboratory Studies for the Validation of ELISA Methods for the Detection of Allergenic Fining Agents Used in Wine According to the Criteria of OIV Resolution 427–2010 Modified by OIV–Comex 502–2012. Food Anal. Methods (2014) 7:706–712. DOI 10.1007/s12161-013-9741-2
Rodrigues, N. P. A., P. E. N. Givisiez, R. C. R. E. Queiroga, P. S. Azevedo, W. A. Gebreyes, and C. J. B. Oliveira. 2012. 'Milk adulteration: Detection of bovine milk in bulk goat milk produced by smallholders in northeastern Brazil by a duplex PCR assay', Journal of Dairy Science, 95: 2749-52
Rosendal, A., and V. Barkholt. 2000. 'Detection of Potentially Allergenic Material in 12 Hydrolyzed Milk Formulas', Journal of Dairy Science, 83: 2200-10
Schubert-Ullrich, P., J. Rudolf, P. Ansari, B. Galler, M. Fuhrer, A. Molinelli, and S. Baumgartner. 2009. 'Commercialized rapid immunoanalytical tests for determination of allergenic food proteins: an overview', Anal Bioanal Chem, 395: 69-81
Stumr, F., D. Gabrovska, J. Rysova, P. Hanak, J. Plicka, K. Tomkova, P. Cuhra, M. Kubik, S. Barsova, L. Karsulinovi, H. Bulawova, and J. Brychta. 2009. 'Enzyme-linked immunosorbent assay kit for beta-lactoglobulin determination: interlaboratory study', J AOAC Int, 92: 1519-25
Stumr, F., D. Gabrovska, J. Rysova, P. Hanak, J. Plicka, K. Tomkova, P. Dvorska, P. Cuhra, M. Kubik, S. Barsova, L. Karsulinova, H. Bulawova, J. Brychta, and I. M. Yman. 2010. 'ELISA kit for casein determination: interlaboratory study', J AOAC Int, 93: 676-82
Tomková K., F. Štumr, P. Dvorská, P. Šafářová, J. Rysová, D. Gabrovská, P. Hanák and J. Plicka. 2009. 'Methods for the Determination of Allergenic Substances in Foods', Czech J. Food Sci., 27: S369-S71
Török, K., V. Horváth, Á. Horváth, L. Hajas, Z. Bugyi, and S. Tömösközi. 2014. 'Investigation of incurred single- and multi-component model food matrices for determination of food proteins triggering allergy and coeliac disease', European Food Research and Technology, 239: 923-32
Weber P, Steinhart H, Paschke A. Determination of the Bovine Food Allergen Casein in White Wines by Quantitative Indirect ELISA, SDS-PAGE, Western Blot and Immunostaining. J. Agric. Food Chem. 2009, 57, 8399–8405. DOI:10.1021/jf9013982
Weber, D., P. Raymond, S. Ben-Rejeb, and B. Lau. 2006. 'Development of a liquid chromatography-tandem mass spectrometry method using capillary liquid chromatography and nanoelectrospray ionization-quadrupole time-of-flight hybrid mass spectrometer for the detection of milk allergens', J Agric Food Chem, 54: 1604-10
Weiss, T., M. Lacorn, J. Flannery, M.J. Benzinger, P. Bird, E.S. Crowley, D. Goins, J.R. Agin, S. Gilani, B. Popping and E. Garber. 2016. 'Validation of the RIDASCREEN®FAST Milk Kit', Journal of AOAC International, 99: 495-503
Xiao, G., C. Qin, Z. Wenju and C. Qin. 2016. 'Development of a real-time quantitative PCR assay using a TaqMan minor groove binder probe for the detection of α-lactalbumin in food', Journal of Dairy Science, 99: 1716-24
Zhang B, Feldman A, Wang Q. A novel insight in rapid allergen detection in food systems: From threshold dose to real-world concentration. Sensors and Actuators B 186 (2013) 597– 602. doi 10.1016/j.snb.2013.06.049

## Egg
| reference | method | target(s) | specificity: number of items tested (cross-reacts with) | quantitative response shown (read-out) | matrix | LOD (mg egg.kg-1) | LOD (mg egg protein.kg-1) | LoD (other units reported by source) | largest serving size [g], in which reference dose is detectable | comments
ELISA
p | Yeung (2000) | ELISA Polyclonal antibody | whole egg proteins | 4 | yes | ice creams |  | 0.8 |  | 50 | ice cream spiked at 0.8 and 1.6 ppm
p | Yeung (2000) | ELISA Polyclonal antibody | whole egg proteins | 4 | yes | noodles |  | 0.8 |  | 50
p | Yeung (2000) | ELISA Polyclonal antibody | whole egg proteins | 4 | yes | pasta |  | 0.8 |  | 50
p | Yeung (2000) | ELISA Polyclonal antibody | whole egg proteins | 4 | yes | breads |  | 0.8 |  | 50
p | Hefle (2001) | ELISA | commercially-purified ovalbmin (OVA) and dehdyrated egg white solids were used as antigens to induce antibodies | 1 | yes | egg-free pasta noodles |  |  | 1 ppm spray dried whole egg | 5
p | Li (2008) | ELISA | 2 monoclonal antibodies (mAb) recognizing different epitopes of ovomucoid. However, these mAb were generated using a commercial purified ovalbumin as immunogen | 0 | yes |  |  |  | 0.041ng/ml (0.041ug/kg) |  | assay not validated on food matrices as this was for pharma applications in vaccines - cross-reactivity reported for chicken sera
p | Schubert-Ullrich (2009) | ELISA | literature review of commercially available assay; does not list how the validation has been undertaken
p | Shoji (2009) | ELISA | literature review of commercially available assay; does not list how the validation has been undertaken
p | Fu (2010) |  | study focusing on the impact of processing vs. detectablity of NIST egg; Neogen, Biosystems & Morrinaga
c | Neogen Biokits - Commerical Assay | ELISA | egg white protein | >20 | yes | multiple commodities | 7.6 | 0.88 |  | 5 | reduced sensitivity to heat treated matrices
c | r-biopharm Commerical Assay | ELISA | whole egg powder | >30 | yes | multiple commodities | 0.13 | 0.06 |  | 250 | reduced sensitivity to heat treated matrices
c | Romer Commerical Assay | ELISA | egg white protein | >20 | yes | multiple commodities | 6.7 | 0.7 |  | 5 | reduced sensitivity to heat treated matrices
c | ELISA Sytems Commerical Assay | ELISA | egg powder | >20 | yes | multiple commodities | 2.8 | 0.125 |  | 50 | reduced sensitivity to heat treated matrices
c | Morinaga Commerical Assay | ELISA | total egg protein | >20 | yes | multiple commodities | 2.5 | 0.31 |  | 50
c | Neogen Veratox Commerical Assay | ELISA | whole egg | >20 | yes | multiple commodities | 2.5 | 0.312 |  | 50 | reduced sensitivity to heat treated matrices
PCR
p | Köppel (2009) | qPCR | transforming growth factor 3 gene | ≥ 40 | no | [5 empty] | LOD not determined
p | Köppel (2012) | qPCR | transforming growth factor 3 gene | ≥ 40 | no | [5 empty] | only tested with chicken meat ; LOD not determined for egg
MS
p | Boo (2018) | MRM | ovalbumin GGLEPINFQTAADQAR |  | µg/g (egg) | cookies | 5 | 2.3 |  | 5 | converted from dried whole egg to total egg protein by dividing by 2,2
p | Boo (2018) | MRM | lysozyme FESNFNTQATNR |  | µg/g (egg) | cookies | 5 | 2.3 |  | 5 | converted from dried whole egg to total egg protein by dividing by 2,2
p | Heick (2011) | MRM | ovalbumin (Gal d2) HIATNAVLFFGR |  | µg/g (total soluble protein) | bread |  | 74.8 | 42 µg/g egg white protein |  | converted from egg white protein to total egg protein by multiplying by 1.8
p | Heick (2011) | MRM | ovalbumin (Gal d2) YPILPEYLQCVK |  |  | bread
p | Heick (2011) | MRM | ovalbumin (Gal d2) DILNQITKPNDVYSFSLASR |  |  | bread
p | Heick (2011) | MRM | ovalbumin (Gal d2) ELINSWVESQTNGIIR |  |  | bread
p | Heick (2011) | MRM | ovalbumin (Gal d2) HIATNAVLFFGR |  | µg/g (total soluble protein) | bread |  | 74.8 | 42 µg/g egg white protein |  | converted from egg white protein to total egg protein by multiplying by 1.8
p | Heick (2011) | MRM | ovalbumin (Gal d2) YPILPEYLQCVK |  |  | bread
p | Heick (2011) | MRM | ovalbumin (Gal d2) DILNQITKPNDVYSFSLASR |  |  | bread
p | Heick (2011) | MRM | ovalbumin (Gal d2) ELINSWVESQTNGIIR |  |  | bread
p | Mattarozzi (2014) | SRM | ovalbumin (Gal d2) GGLEPINFQTAADQAR |  | µg/ml (ovalbumin) | red wine |  | 2.54 | 0,8 µg/ml Ovalbumin | 5 | converted from egg white protein to total egg protein by multiplying by 1.8
p | Mattarozzi (2014) | SRM | ovalbumin (Gal d2) VASMASEK |  |  | red wine
p | Monaci (2013) | HRMS | ovalbumin (Gal d2) LTEWTSSNVMEER |  | µg/ml (egg white powder) | white wine |  | 0.32 | 0,4 µg/g egg white powder | 50 | converted from dry egg white powder to total protein by dividing by a factor of 1,2
p | Monaci (2013) | HRMS | ovalbumin (Gal d2) GGLEPINFQTAADQAR |  | µg/ml (egg white powder) | white wine |  | 0.32 | 0,4 µg/g egg white powder | 50 | converted from dry egg white powder to total protein by dividing by a factor of 1,2
p | Monaci (2013) | HRMS | ovalbumin (Gal d2) ELINSWVESQTNGIIR |  | µg/ml (egg white powder) | white wine |  | 0.32 | 0,4 µg/g egg white powder | 50 | converted from dry egg white powder to total protein by dividing by a factor of 1,2
p | Monaci (2013) | HRMS | lysozyme NTDGSTDYGILQINSR |  | µg/ml (egg white powder) | white wine |  | 0.65 | 0,8 µg/g egg white powder | 50 | converted from dry egg white powder to total protein by dividing by a factor of 1,2
p | Monaci (2013) | HRMS | lysozyme GTDVQAWIR |  | µg/ml (egg white powder) | white wine |  | 0.65 | 0,8 µg/g egg white powder | 50 | converted from dry egg white powder to total protein by dividing by a factor of 1,2
p | Monaci (2014) | SRM | ovalbumin (Gal d2) EVVGSAEAGVDAASVSEEFR |  |  | cookies
p | Monaci (2014) | SRM | ovalbumin (Gal d2) GGLEPINFQTAADQAR |  | µg/g (egg protein) | cookies |  | 0.3 |  | 50
p | Monaci (2014) | SRM | ovalbumin (Gal d2) LTEWTSSNVMEER |  | µg/g (egg protein) | cookies |  | 0.3 |  | 50
p | Monaci (2014) | SRM | lysozyme YPILPEYLQCVK |  |  | cookies
p | Pilolli (2014) | HRMS (EIC Full MS) /SRM | lysozyme FESNFNTQATNR |  | µg/ml (Lysozyme) | wine |  | 8.9 | 0,18 µg/ml lysozyme |  | converted from lysozyme to total egg protein by multiplying by 49,7 to obtain total protein
p | Pilolli (2014) | HRMS (EIC Full MS) /SRM | lysozyme NTDGSTDYGILQINSR |  | µg/ml (Lysozyme) | wine |  | 8.9 | 0,18 µg/ml lysozyme |  | converted from lysozyme to total egg protein by multiplying by 49,7 to obtain total protein
p | Pilolli (2014) | HRMS (EIC Full MS) /SRM | ovalbumin LTEWTSSNVMEER |  | µg/ml (Ovalbumin) | wine |  | 0.9 | 0,3 µg/ml Ovalbumin | 5 | converted from ovalbumin to total egg protein by multiplying by 3.13 to obtain total protein
p | Pilolli (2014) | HRMS (EIC Full MS) /SRM | ovalbumin GGLEPINFQTAADQAR |  | µg/ml (Ovalbumin) | wine |  | 1.3 | 0,4 µg/ml Ovalbumin | 5 | converted from ovalbumin to total egg protein by multiplying by 3.13 to obtain total protein
p | Pilolli (2017) | SRM | ovalbumin GGLEPINFQTAADQAR |  | µg/g (egg powder) | cookies | 9 | 4.14 |  | 5 | converted from dried whole egg to total egg protein by dividing by 2,2
p | Pilolli (2017) | SRM | ovalbumin YPILPEYLQCVK |  |  | cookies
p | Pilolli (2017) | IA-MS/SRM | ovalbumin (Gal d2) GGLEPINFQTAADQAR |  | µg/ml (Ovalbumin) | white wine |  | 0.03 | 0,01 µg/ml ovalbumin | 50 | converted from ovalbumin to total egg protein by multiplying by 3.13 to obtain total protein
p | Planque (2016) | SRM | ovalbumin (Gal d2) GGLEPINFQTAADQAR |  |  | cookies |  | 1.0303 | 3.4 LOQ (mg egg protein.kg-1) | 5 | LOQ divided by 3,3 to yield LOD
p | Planque (2016) | SRM | ovalbumin (Gal d2) LTEWTSSNVMEER |  |  | cookies |  | 1.0303 | 3.4 LOQ (mg egg protein.kg-1) | 5 | LOQ divided by 3,3 to yield LOD
p | Planque (2016) | SRM | ovalbumin (Gal d2) ISQAVHAAHAEINEAGR |  |  | cookies |  | 1.0303 | 3.4 LOQ (mg egg protein.kg-1) | 5 | LOQ divided by 3,3 to yield LOD
p | Planque (2016) | SRM | vitellogenin-2 EALQPIHDLADEAISR |  |  | cookies |  | 9.3333 | 30.8 LOQ (mg egg protein.kg-1) |  | LOQ divided by 3,3 to yield LOD
p | Planque (2016) | SRM | vitellogenin-2 NIPFAEYPTYK |  |  | cookies |  | 9.3333 | 30.8 LOQ (mg egg protein.kg-1) |  | LOQ divided by 3,3 to yield LOD
p | Planque (2016) | SRM | vitellogenin-2 NIGELGVEK |  |  | cookies |  | 9.3333 | 30.8 LOQ (mg egg protein.kg-1) |  | LOQ divided by 3,3 to yield LOD
p | Planque (2016) | SRM | vitellogenin-1 YLLDLLPAAASHR |  |  | cookies |  | 9.3333 | 30.8 LOQ (mg egg protein.kg-1) |  | LOQ divided by 3,3 to yield LOD
p | Planque (2016) | SRM | apovitellenin NFLINETAR |  |  | cookies |  | 9.3333 | 30.8 LOQ (mg egg protein.kg-1) |  | LOQ divided by 3,3 to yield LOD
| legend |  |  |  | Conversion factors given in Taylor et al, Food Chem Toxicol 2014:63,9-17 Total egg protein x 8 = Raw whole egg Total egg protein x 9,5 = raw egg white Total egg protein x 7,9 = cooked whole egg Total egg protein x 9,5 = cooked egg white Total egg protein x 2.2 = dried whole egg Total egg protein x 1,2 = dried egg white
| p | published method (not kit)
| c | commercially available kit
| p of c | peer reviewed publication of commercially available kit(s)
| C(G)E | capillary (gel) electrophoresis
| C-ELISA | competitive ELISA
| ELISA | enzyme-linked immunosorbent assay
| GE | gel electrohoresis
| HPLC | high performance liquid chromatography
| HR | high resolution
| LPA | ligation dependent probe amplification
| MRM | multiple-reaction monitoring
| MS | mass spectrometry
| MS3 | triple-stage based mass spectrometry
| PCR | polymerase chain reaction
| qPCR | real-time PCR (quantitative PCR)
| RPA | recombinase polymerase amplification
| S-ELISA | sandwich-type ELISA
| SRM | selected-reaction monitoring
| TOF | time of flight
| highlighted LOD | original data
| non-highlighted LOD | converted data
References
Boo, C. C., C. H. Parker, and L. S. Jackson. 2018. 'A Targeted LC-MS/MS Method for the Simultaneous Detection and Quantitation of Egg, Milk, and Peanut Allergens in Sugar Cookies', J AOAC Int, 101: 108-17
Fu, T. J., N. Maks, and K. Banaszewski. 2010. 'Effect of heat treatment on the quantitative detection of egg protein residues by commercial enzyme-linked immunosorbent assay test kits', J Agric Food Chem, 58: 4831-8
Hefle, S. L., E. Jeanniton, and S. L. Taylor. 2001. 'Development of a sandwich enzyme-linked immunosorbent assay for the detection of egg residues in processed foodst', J Food Prot, 64: 1812-6
Heick, J., M. Fischer, and B. Popping. 2011. 'First screening method for the simultaneous detection of seven allergens by liquid chromatography mass spectrometry', J Chromatogr A, 1218: 938-43
Köppel, R., V. Dvorak, F. Zimmerli, A. Breitenmoser, A. Eugster and H.-U. Waiblinger. 2009. 'Two tetraplex real-time PCR for the detection and quantification of DNA from eight allergens in food', European Food Research and Technology, 230: 367-74
Köppel, R., F. van Velsen-Zimmerli, and T. Bucher. 2012. 'Two quantitative hexaplex real-time PCR systems for the detection and quantification of DNA from twelve allergens in food', European Food Research and Technology, 235: 843-52
Li, Y., C. Song, K. Zhang, M. Wang, K. Yang, A. Yang, and B. Jin. 2008. 'Establishment of a highly sensitive sandwich enzyme-linked immunosorbent assay specific for ovomucoid from hen's egg white', J Agric Food Chem, 56: 337-42
Mattarozzi, M., M. Milioli, C. Bignardi, L. Elviri, C. Corradini, and M. Careri. 2014. 'Investigation of different sample pre-treatment routes for liquid chromatography–tandem mass spectrometry detection of caseins and ovalbumin in fortified red wine', Food Control, 38: 82-87
Monaci, L., I. Losito, E. De Angelis, R. Pilolli, and A. Visconti. 2013. 'Multi-allergen quantification of fining-related egg and milk proteins in white wines by high-resolution mass spectrometry', Rapid Communications in Mass Spectrometry, 27: 2009-18.
Monaci, L., R. Pilolli, E. De Angelis, M. Godula, and A. Visconti. 2014. 'Multi-allergen detection in food by micro high-performance liquid chromatography coupled to a dual cell linear ion trap mass spectrometry', J Chromatogr A, 1358: 136-44
Pilolli, R., E. De Angelis, M. Godula, A. Visconti, and L. Monaci. 2014. 'Orbitrap monostage MS versus hybrid linear ion trap MS: application to multi-allergen screening in wine', J Mass Spectrom, 49: 1254-63
Pilolli, R., E. De Angelis, and L. Monaci. 2017. 'Streamlining the analytical workflow for multiplex MS/MS allergen detection in processed foods', Food Chem, 221: 1747-53
Planque, M., T. Arnould, M. Dieu, P. Delahaut, P. Renard, and N. Gillard. 2016. 'Advances in ultra-high performance liquid chromatography coupled to tandem mass spectrometry for sensitive detection of several food allergens in complex and processed foodstuffs', J Chromatogr A, 1464: 115-23
Schubert-Ullrich, P., J. Rudolf, P. Ansari, B. Galler, M. Fuhrer, A. Molinelli, and S. Baumgartner. 2009. 'Commercialized rapid immunoanalytical tests for determination of allergenic food proteins: an overview', Anal Bioanal Chem, 395: 69-81
Shoji M., 2009. Egg allergen detection. Molecular Biological and immunological Techniques and Applications for Food Chemists. Eds Popping B, Diaz-Amigo C and Hoenicke K. John Wiley & Sons, NJ, 311-334
Yeung, J. M., W. H. Newsome, and M. A. Abbott. 2000. 'Determination of egg proteins in food products by enzyme immunoassay', J AOAC Int, 83: 139-43